## 1a. Original Design
Original Case S4 (System S4, Tidal, Utility scale) | [12 empty] | LCOE calculation |  |  |  | Factors: material, manufacturing, and installation (dimensionless)
M1 | 1 | -- | [10 empty] | LCOE original | 0.11906 | $/kWh |  |  | Material | Material factor ft
M2 | 0.00039884 | m2/kg | [5 empty] | Brown numbers = input data | [9 empty] | Aluminum alloys | 4
LCOE | 0.11906 | $/kWh | [5 empty] | Black numbers = result of equations |  |  |  |  | Csref (Steel ref) | 2 | $/kg |  |  | Brass (70Cu30Zn, annealed) | 1.1
[13 empty] | vCutIn | 0.3 | m/s |  |  | CFRP Laminate (carbon fiber reinforced polymer) | 80
[5 empty] | M2 calculation | [7 empty] | vCutOut | 2.4 | m/s |  |  | Copper alloys | 1.5
[13 empty] | FCR | 0.082 | 1/yr |  |  | GFRP Laminate (glass-fiber reinforced plastic or fiberglass) | 4
M1 calculation |  |  |  |  | j | Component | mj (kg) | ftj | fmj | fij | mcj (kg) |  | Per (rated power) | 200000 | We |  |  | Lead alloys | 0.6
[5 empty] | 1 | Kite | 13907.6079 | 4 | 0.56751 | 0.012898 | 2200 |  | OpExPerKW | 293.673 | $/kW/yr |  |  | Nickel alloys | 3
Water density | ρ | 1000 | kg/m3 |  | 2 | PTO System | 66027.9653 | 1 | 1.423 | 0.032341 | 26891.02 |  | OpEx | 58734.6 | $/yr |  |  | Pre-stressed concrete | 0.3
Swept rotor area | Ar | 61.69 | m2 |  | 3 | Supporting Structure | 0 | 1 | 8.0324 | 0.06365 | 0 |  | CapEx | 309344.3157 | $ |  |  | Titanium alloys | 22.5
Water speed below rated | V1 | 1.48 | m/s |  | 4 | Floating Platform | 17133.0233 | 1 | 1.5881 | 0.012898 | 6587.09 |  | LCOE | 0.11906 | $/kWh |  |  | Steel of reference, to calculate ft factors | 1
Water power at V1 | Pw1 | 99993.0742 | W |  | 5 | Mooring system (ropes, connection…) | 7098.8486 | 1 | 1.7221 | 0.11747 | 2500 |  | indVin | 36 | --
Electrical power at V1 | Pe1 | 99993.0742 | We |  | 6 | Anchoring/foundation system | 50504.7128 | 0.3 | 0.54922 | 0.037465 | 106100.8 |  | indVoff | 79 | --
Generator losses | Lg | 0 | p.u. | [9 empty] | nHoursYear | 8760 | hr/yr |  | j | Component (j = 1 to 7) | Manufacturing factor fm | Installation factor fi | Scaling Ratio (From Reference Model Project 4)
Drive-train losses | Ldt | 0 | p.u. | [9 empty] | interval | 0.05 | -- |  | 1 | Kite | 0.56751 | 0.012898 | 0.20264
Wake effect losses | Lw | 0 | p.u. | [9 empty] | kk | 20 | -- |  | 2 | PTO System | 1.423 | 0.032341 | 0.50811
Electrical losses | Le | 0 | p.u. | [9 empty] | nV0 | 291 | -- |  | 3 | Supporting Structure | 8.0324 | 0.06365 | 1
Other losses | Lo | 0 | p.u. | [9 empty] | meanWaterVel | 1.3074 | m/s |  | 4 | Floating Platform | 1.5881 | 0.012898 | 0.20264
Water turbine availavility | Av | 1 | p.u. |  |  | Meq | 154672.1579 | kg |  |  |  |  | ratedWaterVel | 1.9 | m/s |  | 5 | Mooring system (ropes, connection…) | 1.7221 | 0.11747 | 1
Max. power coefficient | Cp | 1 | p.u. |  | M2 | 0.00039884 | m2/kg | [5 empty] | WhYear | 706360421.9224 | Wh/yr |  | 6 | Anchoring/foundation system | 0.54922 | 0.037465 | 0.31893
Electromechanical eff. | µ | 1 | p.u. | [9 empty] | CF | 40.3174 | %
Water-to-electron eff. | Pe1/Pw1 | 1 | p.u. | [9 empty] | AEP | 706360.4219 | kWh/yr
| M1 | 1 | --
Cost of electrical lines (intra-farm and farm to shore) and substation are excluded
LCOE calculations (should not need to change anything below this row)
| V0 | Pwater | h1 | Pelec | WhYear |  |  | Original S4 LCOE | Target S4 LCOE |  |  |  | Speed (m/s) | Time | Site: [35.133,-75.079]
| 0 | 0 | 0 | 0 | 0 |  | M1 | M2 | M2 |  |  |  | 0 | 0
| 0.05 | 3.8556 | 0 | 0 | 0 |  | 0.1 | 616900 | 616900 |  |  |  | 0.05 | 0
| 0.1 | 30.845 | 0 | 0 | 0 |  | 0.11601 | 616900 | 616900 |  |  |  | 0.1 | 0.00057071
| 0.15 | 104.1019 | 0 | 0 | 0 |  | 0.13459 | 616900 | 616900 |  |  |  | 0.15 | 0.0010273
| 0.2 | 246.76 | 0 | 0 | 0 |  | 0.15614 | 616900 | 616900 |  |  |  | 0.2 | 0.0010273
| 0.25 | 481.9531 | 0 | 0 | 0 |  | 0.18114 | 616900 | 616900 |  |  |  | 0.25 | 0.0021687
| 0.3 | 832.815 | 0.0028536 | 832.815 | 20817.9985 |  | 0.21015 | 616900 | 616900 |  |  |  | 0.3 | 0.0028536
| 0.35 | 1322.4794 | 0.0021687 | 1322.4794 | 45942.2386 |  | 0.2438 | 616900 | 616900 |  |  |  | 0.35 | 0.0021687
| 0.4 | 1974.08 | 0.0033101 | 1974.08 | 103184.0241 |  | 0.28284 | 616900 | 616900 |  |  |  | 0.4 | 0.0033101
| 0.45 | 2810.7506 | 0.0035384 | 2810.7506 | 190307.3479 |  | 0.32813 | 616900 | 616900 |  |  |  | 0.45 | 0.0035384
| 0.5 | 3855.625 | 0.0042233 | 3855.625 | 332949.1896 |  | 0.38068 | 616900 | 616900 |  |  |  | 0.5 | 0.0042233
| 0.55 | 5131.8369 | 0.0045657 | 5131.8369 | 538199.2342 |  | 0.44164 | 616900 | 616900 |  |  |  | 0.55 | 0.0045657
| 0.6 | 6662.52 | 0.0074192 | 6662.52 | 971213.6034 |  | 0.51235 | 616900 | 616900 |  |  |  | 0.6 | 0.0074192
| 0.65 | 8470.8081 | 0.0083324 | 8470.8081 | 1589512.0145 |  | 0.5944 | 616900 | 616900 |  |  |  | 0.65 | 0.0083324
| 0.7 | 10579.835 | 0.0083324 | 10579.835 | 2361751.8143 |  | 0.68958 | 0.010349 | 616900 |  |  |  | 0.7 | 0.0083324
| 0.75 | 13012.7344 | 0.0097021 | 13012.7344 | 3467707.9854 |  | 0.8 | 0.0010029 | 616900 |  |  |  | 0.75 | 0.0097021
| 0.8 | 15792.64 | 0.020431 | 15792.64 | 6294267.8788 | [7 empty] | 0.8 | 0.020431
| 0.85 | 18942.6856 | 0.025568 | 18942.6856 | 10536945.1349 | [7 empty] | 0.85 | 0.025568
| 0.9 | 22486.005 | 0.030933 | 22486.005 | 16629956.9406 | [7 empty] | 0.9 | 0.030933
| 0.95 | 26445.7319 | 0.028421 | 26445.7319 | 23214192.5524 | [7 empty] | 0.95 | 0.028421
| 1 | 30845 | 0.028307 | 30845 | 30862879.4146 |  |  | M1 | M2 |  |  |  | 1 | 0.028307
| 1.05 | 35706.9431 | 0.038009 | 35706.9431 | 42751934.2772 |  | Betz × 1 | 0.593 | 0 |  |  |  | 1.05 | 0.038009
| 1.1 | 41054.695 | 0.047369 | 41054.695 | 59787687.9815 |  |  | 0.593 | 0.005 |  |  |  | 1.1 | 0.047369
| 1.15 | 46911.3894 | 0.052734 | 46911.3894 | 81458276.0613 | [7 empty] | 1.15 | 0.052734
| 1.2 | 53300.16 | 0.05262 | 53300.16 | 106026845.1901 | [7 empty] | 1.2 | 0.05262
| 1.25 | 60244.1406 | 0.064947 | 60244.1406 | 140301848.5341 | [7 empty] | 1.25 | 0.064947
| 1.3 | 67766.465 | 0.069513 | 67766.465 | 181566915.0951 | [7 empty] | 1.3 | 0.069513
| 1.35 | 75890.2669 | 0.061409 | 75890.2669 | 222391218.3652 | [7 empty] | 1.35 | 0.061409
| 1.4 | 84638.68 | 0.054332 | 84638.68 | 262674631.4821 | [7 empty] | 1.4 | 0.054332
| 1.45 | 94034.8381 | 0.057299 | 94034.8381 | 309874732.0815 | [7 empty] | 1.45 | 0.057299
| 1.5 | 104101.875 | 0.051136 | 104101.875 | 356507048.7577 | [7 empty] | 1.5 | 0.051136
| 1.55 | 114862.9244 | 0.044515 | 114862.9244 | 401298476.0873 | [7 empty] | 1.55 | 0.044515
| 1.6 | 126341.12 | 0.042004 | 126341.12 | 447786701.3723 | [7 empty] | 1.6 | 0.042004
| 1.65 | 138559.5956 | 0.035042 | 138559.5956 | 490319641.8706 | [7 empty] | 1.65 | 0.035042
| 1.7 | 151541.485 | 0.027965 | 151541.485 | 527443067.8616 | [7 empty] | 1.7 | 0.027965
| 1.75 | 165309.9219 | 0.023057 | 165309.9219 | 560831860.5744 | [7 empty] | 1.75 | 0.023057
| 1.8 | 179888.04 | 0.017007 | 179888.04 | 587632119.1441 | [7 empty] | 1.8 | 0.017007
| 1.85 | 195298.9731 | 0.01598 | 195298.9731 | 614970854.5214 | [7 empty] | 1.85 | 0.01598
| 1.9 | 211565.855 | 0.010615 | 200000 | 633568731.4761 | [7 empty] | 1.9 | 0.010615
| 1.95 | 228711.8194 | 0.015181 | 200000 | 660165695.293 | [7 empty] | 1.95 | 0.015181
| 2 | 246760 | 0.0091314 | 200000 | 676163869.0175 | [7 empty] | 2 | 0.0091314
| 2.05 | 265733.5306 | 0.0052505 | 200000 | 685362818.909 | [7 empty] | 2.05 | 0.0052505
| 2.1 | 285655.545 | 0.004794 | 200000 | 693761860.1144 | [7 empty] | 2.1 | 0.004794
| 2.15 | 306549.1769 | 0.0018263 | 200000 | 696961494.8593 | [7 empty] | 2.15 | 0.0018263
| 2.2 | 328437.56 | 0.0018263 | 200000 | 700161129.6042 | [7 empty] | 2.2 | 0.0018263
| 2.25 | 351343.8281 | 0.0019404 | 200000 | 703560741.5206 | [7 empty] | 2.25 | 0.0019404
| 2.3 | 375291.115 | 0.0011414 | 200000 | 705560513.2362 | [7 empty] | 2.3 | 0.0011414
| 2.35 | 400302.5544 | 0.00045657 | 200000 | 706360421.9224 | [7 empty] | 2.35 | 0.00045657
| 2.4 | 426401.28 | 0 | 200000 | 706360421.9224 | [7 empty] | 2.4 | 0
| 2.45 | 453610.4256 | 0 | 200000 | 0 | [7 empty] | 2.45 | 0
| 2.5 | 481953.125 | 0 | 200000 | 0 | [7 empty] | 2.5 | 0
| 2.55 | 511452.5119 | 0 | 200000 | 0 | [7 empty] | 2.55 | 0
| 2.6 | 542131.72 | 0 | 200000 | 0 | [7 empty] | 2.6 | 0
| 2.65 | 574013.8831 | 0 | 200000 | 0 | [7 empty] | 2.65 | 0
| 2.7 | 607122.135 | 0 | 200000 | 0 | [7 empty] | 2.7 | 0
| 2.75 | 641479.6094 | 0 | 200000 | 0 | [7 empty] | 2.75 | 0
| 2.8 | 677109.44 | 0 | 200000 | 0 | [7 empty] | 2.8 | 0
| 2.85 | 714034.7606 | 0 | 200000 | 0 | [7 empty] | 2.85 | 0
| 2.9 | 752278.705 | 0 | 200000 | 0 | [7 empty] | 2.9 | 0
| 2.95 | 791864.4069 | 0 | 200000 | 0 | [7 empty] | 2.95 | 0
| 3 | 832815 | 0 | 200000 | 0 | [7 empty] | 3 | 0
| 3.05 | 875153.6181 | 0 | 200000 | 0 | [7 empty] | 3.05 | 0
| 3.1 | 918903.395 | 0 | 200000 | 0 | [7 empty] | 3.1 | 0
| 3.15 | 964087.4644 | 0 | 200000 | 0 | [7 empty] | 3.15 | 0
| 3.2 | 1010728.96 | 0 | 200000 | 0 | [7 empty] | 3.2 | 0
| 3.25 | 1058851.0156 | 0 | 200000 | 0 | [7 empty] | 3.25 | 0
| 3.3 | 1108476.765 | 0 | 200000 | 0 | [7 empty] | 3.3 | 0
| 3.35 | 1159629.3419 | 0 | 200000 | 0 | [7 empty] | 3.35 | 0
| 3.4 | 1212331.88 | 0 | 200000 | 0 | [7 empty] | 3.4 | 0
| 3.45 | 1266607.5131 | 0 | 200000 | 0 | [7 empty] | 3.45 | 0
| 3.5 | 1322479.375 | 0 | 200000 | 0 | [7 empty] | 3.5 | 0
| 3.55 | 1379970.5994 | 0 | 200000 | 0 | [7 empty] | 3.55 | 0
| 3.6 | 1439104.32 | 0 | 200000 | 0 | [7 empty] | 3.6 | 0
| 3.65 | 1499903.6706 | 0 | 200000 | 0 | [7 empty] | 3.65 | 0
| 3.7 | 1562391.785 | 0 | 200000 | 0 | [7 empty] | 3.7 | 0
| 3.75 | 1626591.7969 | 0 | 200000 | 0 | [7 empty] | 3.75 | 0
| 3.8 | 1692526.84 | 0 | 200000 | 0 | [7 empty] | 3.8 | 0
| 3.85 | 1760220.0481 | 0 | 200000 | 0 | [7 empty] | 3.85 | 0
| 3.9 | 1829694.555 | 0 | 200000 | 0 | [7 empty] | 3.9 | 0
| 3.95 | 1900973.4944 | 0 | 200000 | 0 | [7 empty] | 3.95 | 0
| 4 | 1974080 | 0 | 200000 | 0 | [7 empty] | 4 | 0
| 4.05 | 2049037.2056 | 0 | 200000 | 0 | [7 empty] | 4.05 | 0
| 4.1 | 2125868.245 | 0 | 200000 | 0 | [7 empty] | 4.1 | 0
| 4.15 | 2204596.2519 | 0 | 200000 | 0 | [7 empty] | 4.15 | 0
| 4.2 | 2285244.36 | 0 | 200000 | 0 | [7 empty] | 4.2 | 0
| 4.25 | 2367835.7031 | 0 | 200000 | 0 | [7 empty] | 4.25 | 0
| 4.3 | 2452393.415 | 0 | 200000 | 0 | [7 empty] | 4.3 | 0
| 4.35 | 2538940.6294 | 0 | 200000 | 0 | [7 empty] | 4.35 | 0
| 4.4 | 2627500.48 | 0 | 200000 | 0 | [7 empty] | 4.4 | 0
| 4.45 | 2718096.1006 | 0 | 200000 | 0 | [7 empty] | 4.45 | 0
| 4.5 | 2810750.625 | 0 | 200000 | 0 | [7 empty] | 4.5 | 0
| 4.55 | 2905487.1869 | 0 | 200000 | 0 | [7 empty] | 4.55 | 0
| 4.6 | 3002328.92 | 0 | 200000 | 0 | [7 empty] | 4.6 | 0
| 4.65 | 3101298.9581 | 0 | 200000 | 0 | [7 empty] | 4.65 | 0
| 4.7 | 3202420.435 | 0 | 200000 | 0 | [7 empty] | 4.7 | 0
| 4.75 | 3305716.4844 | 0 | 200000 | 0 | [7 empty] | 4.75 | 0
| 4.8 | 3411210.24 | 0 | 200000 | 0 | [7 empty] | 4.8 | 0
| 4.85 | 3518924.8356 | 0 | 200000 | 0 | [7 empty] | 4.85 | 0
| 4.9 | 3628883.405 | 0 | 200000 | 0 | [7 empty] | 4.9 | 0
| 4.95 | 3741109.0819 | 0 | 200000 | 0 | [7 empty] | 4.95 | 0
| 5 | 3855625 | 0 | 200000 | 0 | [7 empty] | 5 | 0
| 5.05 | 3972454.2931 | 0 | 200000 | 0 | [7 empty] | 5.05 | 0
| 5.1 | 4091620.095 | 0 | 200000 | 0 | [7 empty] | 5.1 | 0
| 5.15 | 4213145.5394 | 0 | 200000 | 0 | [7 empty] | 5.15 | 0
| 5.2 | 4337053.76 | 0 | 200000 | 0 | [7 empty] | 5.2 | 0
| 5.25 | 4463367.8906 | 0 | 200000 | 0 | [7 empty] | 5.25 | 0
| 5.3 | 4592111.065 | 0 | 200000 | 0 | [7 empty] | 5.3 | 0
| 5.35 | 4723306.4169 | 0 | 200000 | 0
| 5.4 | 4856977.08 | 0 | 200000 | 0
| 5.45 | 4993146.1881 | 0 | 200000 | 0
| 5.5 | 5131836.875 | 0 | 200000 | 0
| 5.55 | 5273072.2744 | 0 | 200000 | 0
| 5.6 | 5416875.52 | 0 | 200000 | 0
| 5.65 | 5563269.7456 | 0 | 200000 | 0
| 5.7 | 5712278.085 | 0 | 200000 | 0
| 5.75 | 5863923.6719 | 0 | 200000 | 0
| 5.8 | 6018229.64 | 0 | 200000 | 0
| 5.85 | 6175219.1231 | 0 | 200000 | 0
| 5.9 | 6334915.255 | 0 | 200000 | 0
| 5.95 | 6497341.1694 | 0 | 200000 | 0
| 6 | 6662520 | 0 | 200000 | 0
| 6.05 | 6830474.8806 | 0 | 200000 | 0
| 6.1 | 7001228.945 | 0 | 200000 | 0
| 6.15 | 7174805.3269 | 0 | 200000 | 0
| 6.2 | 7351227.16 | 0 | 200000 | 0
| 6.25 | 7530517.5781 | 0 | 200000 | 0
| 6.3 | 7712699.715 | 0 | 200000 | 0
| 6.35 | 7897796.7044 | 0 | 200000 | 0
| 6.4 | 8085831.68 | 0 | 200000 | 0
| 6.45 | 8276827.7756 | 0 | 200000 | 0
| 6.5 | 8470808.125 | 0 | 200000 | 0
| 6.55 | 8667795.8619 | 0 | 200000 | 0
| 6.6 | 8867814.12 | 0 | 200000 | 0
| 6.65 | 9070886.0331 | 0 | 200000 | 0
| 6.7 | 9277034.735 | 0 | 200000 | 0
| 6.75 | 9486283.3594 | 0 | 200000 | 0
| 6.8 | 9698655.04 | 0 | 200000 | 0
| 6.85 | 9914172.9106 | 0 | 200000 | 0
| 6.9 | 10132860.105 | 0 | 200000 | 0
| 6.95 | 10354739.7569 | 0 | 200000 | 0
| 7 | 10579835 | 0 | 200000 | 0
| 7.05 | 10808168.9681 | 0 | 200000 | 0
| 7.1 | 11039764.795 | 0 | 200000 | 0
| 7.15 | 11274645.6144 | 0 | 200000 | 0
| 7.2 | 11512834.56 | 0 | 200000 | 0
| 7.25 | 11754354.7656 | 0 | 200000 | 0
| 7.3 | 11999229.365 | 0 | 200000 | 0
| 7.35 | 12247481.4919 | 0 | 200000 | 0
| 7.4 | 12499134.28 | 0 | 200000 | 0
| 7.45 | 12754210.8631 | 0 | 200000 | 0
| 7.5 | 13012734.375 | 0 | 200000 | 0
| 7.55 | 13274727.9494 | 0 | 200000 | 0
| 7.6 | 13540214.72 | 0 | 200000 | 0
| 7.65 | 13809217.8206 | 0 | 200000 | 0
| 7.7 | 14081760.385 | 0 | 200000 | 0
| 7.75 | 14357865.5469 | 0 | 200000 | 0
| 7.8 | 14637556.44 | 0 | 200000 | 0
| 7.85 | 14920856.1981 | 0 | 200000 | 0
| 7.9 | 15207787.955 | 0 | 200000 | 0
| 7.95 | 15498374.8444 | 0 | 200000 | 0
| 8 | 15792640 | 0 | 200000 | 0
| 8.05 | 16090606.5556 | 0 | 200000 | 0
| 8.1 | 16392297.645 | 0 | 200000 | 0
| 8.15 | 16697736.4019 | 0 | 200000 | 0
| 8.2 | 17006945.96 | 0 | 200000 | 0
| 8.25 | 17319949.4531 | 0 | 200000 | 0
| 8.3 | 17636770.015 | 0 | 200000 | 0
| 8.35 | 17957430.7794 | 0 | 200000 | 0
| 8.4 | 18281954.88 | 0 | 200000 | 0
| 8.45 | 18610365.4506 | 0 | 200000 | 0
| 8.5 | 18942685.625 | 0 | 200000 | 0
| 8.55 | 19278938.5369 | 0 | 200000 | 0
| 8.6 | 19619147.32 | 0 | 200000 | 0
| 8.65 | 19963335.1081 | 0 | 200000 | 0
| 8.7 | 20311525.035 | 0 | 200000 | 0
| 8.75 | 20663740.2344 | 0 | 200000 | 0
| 8.8 | 21020003.84 | 0 | 200000 | 0
| 8.85 | 21380338.9856 | 0 | 200000 | 0
| 8.9 | 21744768.805 | 0 | 200000 | 0
| 8.95 | 22113316.4319 | 0 | 200000 | 0
| 9 | 22486005 | 0 | 200000 | 0
| 9.05 | 22862857.6431 | 0 | 200000 | 0
| 9.1 | 23243897.495 | 0 | 200000 | 0
| 9.15 | 23629147.6894 | 0 | 200000 | 0
| 9.2 | 24018631.36 | 0 | 200000 | 0
| 9.25 | 24412371.6406 | 0 | 200000 | 0
| 9.3 | 24810391.665 | 0 | 200000 | 0
| 9.35 | 25212714.5669 | 0 | 200000 | 0
| 9.4 | 25619363.48 | 0 | 200000 | 0
| 9.45 | 26030361.5381 | 0 | 200000 | 0
| 9.5 | 26445731.875 | 0 | 200000 | 0
| 9.55 | 26865497.6244 | 0 | 200000 | 0
| 9.6 | 27289681.92 | 0 | 200000 | 0
| 9.65 | 27718307.8956 | 0 | 200000 | 0
| 9.7 | 28151398.685 | 0 | 200000 | 0
| 9.75 | 28588977.4219 | 0 | 200000 | 0
| 9.8 | 29031067.24 | 0 | 200000 | 0
| 9.85 | 29477691.2731 | 0 | 200000 | 0
| 9.9 | 29928872.655 | 0 | 200000 | 0
| 9.95 | 30384634.5194 | 0 | 200000 | 0
| 10 | 30845000 | 0 | 200000 | 0
| 10.05 | 31309992.2306 | 0 | 200000 | 0
| 10.1 | 31779634.345 | 0 | 200000 | 0
| 10.15 | 32253949.4769 | 0 | 200000 | 0
| 10.2 | 32732960.76 | 0 | 200000 | 0
| 10.25 | 33216691.3281 | 0 | 200000 | 0
| 10.3 | 33705164.315 | 0 | 200000 | 0
| 10.35 | 34198402.8544 | 0 | 200000 | 0
| 10.4 | 34696430.08 | 0 | 200000 | 0
| 10.45 | 35199269.1256 | 0 | 200000 | 0
| 10.5 | 35706943.125 | 0 | 200000 | 0
| 10.55 | 36219475.2119 | 0 | 200000 | 0
| 10.6 | 36736888.52 | 0 | 200000 | 0
| 10.65 | 37259206.1831 | 0 | 200000 | 0
| 10.7 | 37786451.335 | 0 | 200000 | 0
| 10.75 | 38318647.1094 | 0 | 200000 | 0
| 10.8 | 38855816.64 | 0 | 200000 | 0
| 10.85 | 39397983.0606 | 0 | 200000 | 0
| 10.9 | 39945169.505 | 0 | 200000 | 0
| 10.95 | 40497399.1069 | 0 | 200000 | 0
| 11 | 41054695 | 0 | 200000 | 0
| 11.05 | 41617080.3181 | 0 | 200000 | 0
| 11.1 | 42184578.195 | 0 | 200000 | 0
| 11.15 | 42757211.7644 | 0 | 200000 | 0
| 11.2 | 43335004.16 | 0 | 200000 | 0
| 11.25 | 43917978.5156 | 0 | 200000 | 0
| 11.3 | 44506157.965 | 0 | 200000 | 0
| 11.35 | 45099565.6419 | 0 | 200000 | 0
| 11.4 | 45698224.68 | 0 | 200000 | 0
| 11.45 | 46302158.2131 | 0 | 200000 | 0
| 11.5 | 46911389.375 | 0 | 200000 | 0
| 11.55 | 47525941.2994 | 0 | 200000 | 0
| 11.6 | 48145837.12 | 0 | 200000 | 0
| 11.65 | 48771099.9706 | 0 | 200000 | 0
| 11.7 | 49401752.985 | 0 | 200000 | 0
| 11.75 | 50037819.2969 | 0 | 200000 | 0
| 11.8 | 50679322.04 | 0 | 200000 | 0
| 11.85 | 51326284.3481 | 0 | 200000 | 0
| 11.9 | 51978729.355 | 0 | 200000 | 0
| 11.95 | 52636680.1944 | 0 | 200000 | 0
| 12 | 53300160 | 0 | 200000 | 0
| 12.05 | 53969191.9056 | 0 | 200000 | 0
| 12.1 | 54643799.045 | 0 | 200000 | 0
| 12.15 | 55324004.5519 | 0 | 200000 | 0
| 12.2 | 56009831.56 | 0 | 200000 | 0
| 12.25 | 56701303.2031 | 0 | 200000 | 0
| 12.3 | 57398442.615 | 0 | 200000 | 0
| 12.35 | 58101272.9294 | 0 | 200000 | 0
| 12.4 | 58809817.28 | 0 | 200000 | 0
| 12.45 | 59524098.8006 | 0 | 200000 | 0
| 12.5 | 60244140.625 | 0 | 200000 | 0
| 12.55 | 60969965.8869 | 0 | 200000 | 0
| 12.6 | 61701597.72 | 0 | 200000 | 0
| 12.65 | 62439059.2581 | 0 | 200000 | 0
| 12.7 | 63182373.635 | 0 | 200000 | 0
| 12.75 | 63931563.9844 | 0 | 200000 | 0
| 12.8 | 64686653.44 | 0 | 200000 | 0
| 12.85 | 65447665.1356 | 0 | 200000 | 0
| 12.9 | 66214622.205 | 0 | 200000 | 0
| 12.95 | 66987547.7819 | 0 | 200000 | 0
| 13 | 67766465 | 0 | 200000 | 0
| 13.05 | 68551396.9931 | 0 | 200000 | 0
| 13.1 | 69342366.895 | 0 | 200000 | 0
| 13.15 | 70139397.8394 | 0 | 200000 | 0
| 13.2 | 70942512.96 | 0 | 200000 | 0
| 13.25 | 71751735.3906 | 0 | 200000 | 0
| 13.3 | 72567088.265 | 0 | 200000 | 0
| 13.35 | 73388594.7169 | 0 | 200000 | 0
| 13.4 | 74216277.88 | 0 | 200000 | 0
| 13.45 | 75050160.8881 | 0 | 200000 | 0
| 13.5 | 75890266.875 | 0 | 200000 | 0
| 13.55 | 76736618.9744 | 0 | 200000 | 0
| 13.6 | 77589240.32 | 0 | 200000 | 0
| 13.65 | 78448154.0456 | 0 | 200000 | 0
| 13.7 | 79313383.285 | 0 | 200000 | 0
| 13.75 | 80184951.1719 | 0 | 200000 | 0
| 13.8 | 81062880.84 | 0 | 200000 | 0
| 13.85 | 81947195.4231 | 0 | 200000 | 0
| 13.9 | 82837918.055 | 0 | 200000 | 0
| 13.95 | 83735071.8694 | 0 | 200000 | 0
| 14 | 84638680 | 0 | 200000 | 0
| 14.05 | 85548765.5806 | 0 | 200000 | 0
| 14.1 | 86465351.745 | 0 | 200000 | 0
| 14.15 | 87388461.6269 | 0 | 200000 | 0
| 14.2 | 88318118.36 | 0 | 200000 | 0
| 14.25 | 89254345.0781 | 0 | 200000 | 0
| 14.3 | 90197164.915 | 0 | 200000 | 0
| 14.35 | 91146601.0044 | 0 | 200000 | 0
| 14.4 | 92102676.48 | 0 | 200000 | 0
| 14.45 | 93065414.4756 | 0 | 200000 | 0
| 14.5 | 94034838.125 | 0 | 200000 | 0
| 14.55 | 95010970.5619 | 0 | 200000 | 0
| 14.6 | 95993834.92 | 0 | 200000 | 0
| 14.65 | 96983454.3331 | 0 | 200000 | 0
| 14.7 | 97979851.935 | 0 | 200000 | 0
| 14.75 | 98983050.8594 | 0 | 200000 | 0
| 14.8 | 99993074.24 | 0 | 200000 | 0
| 14.85 | 101009945.2106 | 0 | 200000 | 0
| 14.9 | 102033686.905 | 0 | 200000 | 0
| 14.95 | 103064322.4569 | 0 | 200000 | 0
| 15 | 104101875 | 0 | 200000 | 0
Drawing the LCOE front
Meq | 0.0001 |  | 0.0001 |  | 0.0001 |  | 0.0001 |  | 0.0001 |  | 0.0001 |  | 0.0001 |  | 0.0001 |  | 0.0001 |  | 0.0001 |  | 0.0001 |  | 0.0001 |  | 0.0001 |  | 5960.9132 |  | 61509.2552
M2 | 616900 |  | 616900 |  | 616900 |  | 616900 |  | 616900 |  | 616900 |  | 616900 |  | 616900 |  | 616900 |  | 616900 |  | 616900 |  | 616900 |  | 616900 |  | 0.010349 |  | 0.0010029
WhYear | 73050079.2199 |  | 84747544.5753 |  | 98318116.232 |  | 114061737.8153 |  | 132326368.7676 |  | 153515713.0466 |  | 178098087.4052 |  | 206616823.7226 |  | 239702249.2174 |  | 278085624.4026 |  | 322615309.0683 |  | 374255114.4051 |  | 433675343.1174 |  | 501520919.6444 |  | 578034936.8091
CF | 4.1695 |  | 4.8372 |  | 5.6118 |  | 6.5104 |  | 7.5529 |  | 8.7623 |  | 10.1654 |  | 11.7932 |  | 13.6816 |  | 15.8725 |  | 18.4141 |  | 21.3616 |  | 24.7532 |  | 28.6256 |  | 32.9929
AEP | 73050.0792 |  | 84747.5446 |  | 98318.1162 |  | 114061.7378 |  | 132326.3688 |  | 153515.713 |  | 178098.0874 |  | 206616.8237 |  | 239702.2492 |  | 278085.6244 |  | 322615.3091 |  | 374255.1144 |  | 433675.3431 |  | 501520.9196 |  | 578034.9368
M1v (Cpmu) | 0.1 |  | 0.11601 |  | 0.13459 |  | 0.15614 |  | 0.18114 |  | 0.21015 |  | 0.2438 |  | 0.28284 |  | 0.32813 |  | 0.38068 |  | 0.44164 |  | 0.51235 |  | 0.5944 |  | 0.68958 |  | 0.8
| Pelec | WhYear | Pelec | WhYear | Pelec | WhYear | Pelec | WhYear | Pelec | WhYear | Pelec | WhYear | Pelec | WhYear | Pelec | WhYear | Pelec | WhYear | Pelec | WhYear | Pelec | WhYear | Pelec | WhYear | Pelec | WhYear | Pelec | WhYear | Pelec | WhYear
| 0 | 0 | 0 | 0 | 0 | 0 | 0 | 0 | 0 | 0 | 0 | 0 | 0 | 0 | 0 | 0 | 0 | 0 | 0 | 0 | 0 | 0 | 0 | 0 | 0 | 0 | 0 | 0 | 0 | 0
| 0 | 0 | 0 | 0 | 0 | 0 | 0 | 0 | 0 | 0 | 0 | 0 | 0 | 0 | 0 | 0 | 0 | 0 | 0 | 0 | 0 | 0 | 0 | 0 | 0 | 0 | 0 | 0 | 0 | 0
| 0 | 0 | 0 | 0 | 0 | 0 | 0 | 0 | 0 | 0 | 0 | 0 | 0 | 0 | 0 | 0 | 0 | 0 | 0 | 0 | 0 | 0 | 0 | 0 | 0 | 0 | 0 | 0 | 0 | 0
| 0 | 0 | 0 | 0 | 0 | 0 | 0 | 0 | 0 | 0 | 0 | 0 | 0 | 0 | 0 | 0 | 0 | 0 | 0 | 0 | 0 | 0 | 0 | 0 | 0 | 0 | 0 | 0 | 0 | 0
| 0 | 0 | 0 | 0 | 0 | 0 | 0 | 0 | 0 | 0 | 0 | 0 | 0 | 0 | 0 | 0 | 0 | 0 | 0 | 0 | 0 | 0 | 0 | 0 | 0 | 0 | 0 | 0 | 0 | 0
| 0 | 0 | 0 | 0 | 0 | 0 | 0 | 0 | 0 | 0 | 0 | 0 | 0 | 0 | 0 | 0 | 0 | 0 | 0 | 0 | 0 | 0 | 0 | 0 | 0 | 0 | 0 | 0 | 0 | 0
| 83.2815 | 2081.7999 | 96.6173 | 2415.1572 | 112.0886 | 2801.8948 | 130.0373 | 3250.5606 | 150.86 | 3771.0707 | 175.0172 | 4374.9301 | 203.0426 | 5075.4849 | 235.5557 | 5888.2191 | 273.275 | 6831.096 | 317.0344 | 7924.9553 | 367.8009 | 9193.9736 | 426.6967 | 10666.199 | 495.0233 | 12374.1709 | 574.2911 | 14355.6392 | 666.252 | 16654.3988
| 132.2479 | 4594.2239 | 153.4247 | 5329.8942 | 177.9925 | 6183.3668 | 206.4944 | 7173.5057 | 239.5602 | 8322.1944 | 277.9208 | 9654.8225 | 322.4241 | 11200.8432 | 374.0537 | 12994.4273 | 433.9506 | 15075.2169 | 503.4389 | 17489.2023 | 584.0542 | 20289.7377 | 677.5785 | 23538.7209 | 786.0787 | 27307.9619 | 911.953 | 31680.7689 | 1057.9835 | 36753.7909
| 197.408 | 10318.4024 | 229.0188 | 11970.682 | 265.6915 | 13887.5399 | 308.2365 | 16111.3434 | 357.5942 | 18691.2422 | 414.8555 | 21684.2599 | 481.2861 | 25156.5468 | 558.3541 | 29184.849 | 647.763 | 33858.201 | 751.4889 | 39279.8941 | 871.8244 | 45569.7601 | 1011.4291 | 52866.8177 | 1173.3887 | 61332.3487 | 1361.2827 | 71153.4598 | 1579.264 | 82547.2193
| 281.0751 | 19030.7348 | 326.0834 | 22078.1149 | 378.299 | 25613.4698 | 438.8758 | 29714.9395 | 509.1527 | 34473.1732 | 590.683 | 39993.3423 | 685.2687 | 46397.451 | 795.0003 | 53827.046 | 922.3032 | 62446.3379 | 1069.9911 | 72445.832 | 1241.3281 | 84046.5397 | 1440.1012 | 97504.8603 | 1670.7038 | 113118.2537 | 1938.2325 | 131231.8098 | 2248.6005 | 152245.8783
| 385.5625 | 33294.919 | 447.3024 | 38626.4144 | 518.9286 | 44811.6381 | 602.0244 | 51987.2991 | 698.4261 | 60311.9911 | 810.2647 | 69969.715 | 940.0119 | 81173.9214 | 1090.5354 | 94172.2511 | 1265.1622 | 109251.996 | 1467.7518 | 126746.4516 | 1702.7821 | 147042.285 | 1975.4475 | 170588.0755 | 2291.7747 | 197904.2392 | 2658.7552 | 229594.5228 | 3084.5 | 266359.3517
| 513.1837 | 53819.9234 | 595.3595 | 62438.0755 | 690.694 | 72436.2457 | 801.2945 | 84035.4187 | 929.6052 | 97491.955 | 1078.4623 | 113103.2849 | 1251.1558 | 131214.4426 | 1451.5026 | 152225.7299 | 1683.9309 | 176601.5429 | 1953.5777 | 204880.6404 | 2266.4029 | 237688.0548 | 2629.3206 | 275748.8964 | 3050.3521 | 319904.3977 | 3538.8031 | 371130.4915 | 4105.4695 | 430559.3874
| 666.252 | 97121.3603 | 772.9385 | 112673.3455 | 896.7087 | 130715.6583 | 1040.2981 | 151647.0791 | 1206.8804 | 175930.226 | 1400.1374 | 204101.8305 | 1624.3406 | 236784.5279 | 1884.4452 | 274700.6876 | 2186.2003 | 318688.3405 | 2536.2752 | 369719.7104 | 2942.4074 | 428922.7064 | 3413.5733 | 497605.835 | 3960.1867 | 577287.1515 | 4594.3289 | 669727.7867 | 5330.016 | 776970.8827
| 847.0808 | 158951.2014 | 982.7234 | 184403.962 | 1140.0862 | 213932.4538 | 1322.6476 | 248189.3306 | 1534.4423 | 287931.7247 | 1780.1516 | 334038.0639 | 2065.2061 | 387527.3685 | 2395.9063 | 449581.8858 | 2779.5613 | 521573.1579 | 3224.6508 | 605092.35 | 3741.0122 | 701985.426 | 4340.0582 | 814393.9195 | 5035.029 | 944802.3173 | 5841.2851 | 1096092.9292 | 6776.6465 | 1271609.6116
| 1057.9835 | 236175.1814 | 1227.3978 | 273993.7715 | 1423.9402 | 317868.2239 | 1651.9549 | 368768.2739 | 1916.4814 | 427818.8947 | 2223.3664 | 496325.2849 | 2579.3927 | 575801.5399 | 2992.4292 | 668004.2835 | 3471.6051 | 774971.4005 | 4027.5111 | 899067.0989 | 4672.434 | 1043034.1755 | 5420.628 | 1210054.595 | 6288.6298 | 1403819.8936 | 7295.6242 | 1628612.7066 | 8463.868 | 1889401.4514
| 1301.2734 | 346770.7985 | 1509.6456 | 402298.9985 | 1751.3842 | 466718.8871 | 2031.8323 | 541454.3054 | 2357.1883 | 628157.0267 | 2734.6434 | 728743.4452 | 3172.5402 | 845436.6737 | 3680.5571 | 980815.9241 | 4269.9224 | 1137873.3776 | 4953.6625 | 1320080.3485 | 5746.8895 | 1531464.025 | 6667.1354 | 1776696.4152 | 7734.7396 | 2061197.7202 | 8973.2987 | 2391256.0388 | 10410.1875 | 2774166.3883
| 1579.264 | 629426.7879 | 1832.1506 | 730216.5218 | 2125.5317 | 847145.6397 | 2465.8919 | 982798.568 | 2860.7535 | 1140173.4554 | 3318.8443 | 1322748.7661 | 3850.2887 | 1534559.6922 | 4466.8331 | 1780287.7843 | 5182.1043 | 2065364.1773 | 6011.9116 | 2396089.6852 | 6974.5954 | 2779774.093 | 8091.433 | 3224897.6049 | 9387.1092 | 3741298.4762 | 10890.2612 | 4340390.2918 | 12634.112 | 5035414.303
| 1894.2686 | 1053694.5135 | 2197.5967 | 1222421.9837 | 2549.4964 | 1418167.6564 | 2957.7458 | 1645258.0013 | 3431.3677 | 1908712.0815 | 3980.8306 | 2214353.0342 | 4618.2785 | 2568935.9897 | 5357.8005 | 2980298.1171 | 6215.7419 | 3457531.4301 | 7211.0648 | 4011183.8323 | 8365.7683 | 4653492.2996 | 9705.3736 | 5398653.1528 | 11259.4891 | 6263136.1639 | 13062.4642 | 7266048.2918 | 15154.1485 | 8429556.1079
| 2248.6005 | 1662995.6941 | 2608.6675 | 1929290.1968 | 3026.3919 | 2238226.2372 | 3511.0062 | 2596632.0758 | 4073.2213 | 3012429.0599 | 4725.4639 | 3494807.5689 | 5482.1494 | 4054428.9019 | 6360.0026 | 4703662.0883 | 7378.4259 | 5456856.6189 | 8559.9288 | 6330659.746 | 9930.625 | 7344384.5037 | 11520.8099 | 8520436.2667 | 13365.6301 | 9884808.4892 | 15505.8602 | 11467656.771 | 17988.804 | 13303965.5525
| 2644.5732 | 2321419.2552 | 3068.0471 | 2693146.7277 | 3559.3316 | 3124398.6399 | 4129.2852 | 3624706.7392 | 4790.505 | 4205128.6421 | 5557.6057 | 4878493.4398 | 6447.5416 | 5659683.519 | 7479.9825 | 6565965.132 | 8677.7475 | 7617369.109 | 10067.3099 | 8837133.7853 | 11679.3822 | 10252218.7314 | 13549.5945 | 11893900.1966 | 15719.2827 | 13798463.1248 | 18236.4018 | 16008002.5076 | 21156.5855 | 18571354.0419
| 3084.5 | 3086287.9415 | 3578.4191 | 3580493.3778 | 4151.4292 | 4153835.5577 | 4816.1951 | 4818986.7795 | 5587.4092 | 5590647.9586 | 6482.1178 | 6485875.1566 | 7520.0952 | 7524454.2569 | 8724.2834 | 8729340.452 | 10121.2975 | 10127164.3946 | 11742.0148 | 11748821.0616 | 13622.2566 | 13630152.7492 | 15803.5801 | 15812740.7064 | 18334.1977 | 18344825.1567 | 21270.0414 | 21282370.6853 | 24676 | 24690303.5317
| 3570.6943 | 4275193.4277 | 4142.4675 | 4959777.5862 | 4805.7982 | 5753983.6894 | 5575.3478 | 6675365.6816 | 6468.1246 | 7744287.5916 | 7503.8616 | 8984375.8484 | 8705.4502 | 10423038.2896 | 10099.4486 | 12092072.9487 | 11716.6671 | 14028369.1874 | 13592.8498 | 16274723.4019 | 15769.4647 | 18880785.1236 | 18294.6194 | 21904153.606 | 21224.1256 | 25411652.26 | 24622.7317 | 29480804.4505 | 28565.5545 | 34201547.4218
| 4105.4695 | 5978768.7981 | 4762.8759 | 6936145.4585 | 5525.5522 | 8046826.1212 | 6410.3556 | 9335359.6108 | 7436.8416 | 10830224.5967 | 8627.6988 | 12564462.1469 | 10009.2467 | 14576401.5503 | 11612.0212 | 16910511.6933 | 13471.447 | 19618381.5784 | 15628.6216 | 22759861.0727 | 18131.2235 | 26404384.0097 | 21034.5651 | 30632501.7437 | 24402.8171 | 35537665.4203 | 28310.4251 | 41228289.8477 | 32843.756 | 47830150.3852
| 4691.1389 | 8145827.6061 | 5442.3282 | 9450214.0932 | 6313.8048 | 10963471.0043 | 7324.8307 | 12719045.1074 | 8497.751 | 14755737.4234 | 9858.4909 | 17118565.0538 | 11437.1248 | 19859750.0848 | 13268.5445 | 23039879.5531 | 15393.2284 | 26729241.3613 | 17858.1367 | 31009378.502 | 20717.7494 | 35974891.7295 | 24035.2699 | 41735528.9647 | 27884.0229 | 48418613.566 | 32349.0743 | 56171856.2689 | 37529.1115 | 65166620.849
| 5330.016 | 10602684.519 | 6183.5083 | 12300486.0294 | 7173.6696 | 14270155.2147 | 8322.3851 | 16555226.6974 | 9655.0431 | 19206204.2447 | 11201.0995 | 22281682.5324 | 12994.7245 | 25849634.3106 | 15075.5617 | 29988920.2263 | 17489.6022 | 34791027.6634 | 20290.2015 | 40362093.7349 | 23539.2593 | 46825251.6573 | 27308.5864 | 54323350.3388 | 31681.4936 | 63022115.0398 | 36754.6316 | 73113807.4195 | 42640.128 | 84821476.1521
| 6024.4141 | 14030184.8534 | 6989.0999 | 16276829.9359 | 8108.2601 | 18883228.6002 | 9406.631 | 21906988.7855 | 10912.9086 | 25414940.4712 | 12660.3863 | 29484620.0709 | 14687.686 | 34205973.6967 | 17039.616 | 39683355.0574 | 19768.1593 | 46037826.4092 | 22933.6226 | 53409835.5144 | 26605.9698 | 61962320.5219 | 30866.3674 | 71884308.7091 | 35808.9798 | 83395098.8805 | 41543.0497 | 96749104.5869 | 48195.3125 | 112241478.8273
| 6776.6465 | 18156691.5095 | 7861.7868 | 21064111.6269 | 9120.6899 | 24437094.734 | 10581.1805 | 28350192.2061 | 12275.538 | 32889889.8118 | 14241.2127 | 38156528.6912 | 16521.6492 | 44266509.5779 | 19167.2506 | 51354878.3118 | 22236.4907 | 59578303.5372 | 25797.2064 | 69118540.9986 | 29928.0977 | 80186451.6172 | 34720.4655 | 93026658.6821 | 40280.2323 | 107922960.36 | 46730.281 | 125204597.3848 | 54213.172 | 145253532.0761
| 7589.0267 | 22239121.8365 | 8804.253 | 25800259.0727 | 10214.0725 | 29931638.5276 | 11849.6459 | 34724574.0354 | 13747.1219 | 40284997.2051 | 15948.4405 | 46735810.3198 | 18502.2542 | 54219586.1655 | 21465.0087 | 62901734.8826 | 24902.1875 | 72974151.1818 | 28889.7596 | 84659457.5683 | 33515.8595 | 98215925.8596 | 38882.7334 | 113943181.5203 | 45109.0016 | 132188833.1443 | 52332.2782 | 153356149.3996 | 60712.2135 | 177912974.6922
| 8463.868 | 26267463.1482 | 9819.1821 | 30473656.2617 | 11391.5216 | 35353383.9047 | 13215.6392 | 41014500.2809 | 15331.8508 | 47582125.1977 | 17786.9312 | 55201423.1632 | 20635.1412 | 64040792.2571 | 23939.4336 | 74295604.6166 | 27772.8405 | 86192514.3012 | 32220.0885 | 99994469.1238 | 37379.472 | 116006523.641 | 43365.0238 | 134582576.7571 | 50309.0384 | 156133202.0548 | 58364.9937 | 181134715.3236 | 67710.944 | 210139705.1857
| 9403.4838 | 30987473.2082 | 10909.258 | 35949478.7005 | 12656.1507 | 41706046.3883 | 14682.7726 | 48384410.8367 | 17033.9154 | 56132174.6767 | 19761.5463 | 65120587.0803 | 22925.9502 | 75548305.6395 | 26597.0684 | 87645808.9825 | 30856.0407 | 101680478.7193 | 35796.9997 | 117962511.8518 | 41529.1519 | 136851778.3014 | 48179.1894 | 158765769.1957 | 55894.0934 | 184188834.2349 | 64844.3801 | 213682878.5667 | 75227.8705 | 247899785.6652
| 10410.1875 | 35650704.8758 | 12077.1646 | 41359430.8571 | 14011.0734 | 47982290.8224 | 16254.6583 | 55665666.566 | 18857.506 | 64579373.0903 | 21877.1475 | 74920430.4508 | 25380.3213 | 86917391.7514 | 29444.4564 | 100835419.8047 | 34159.3792 | 116982133.848 | 39629.2998 | 135714411.6974 | 45975.1159 | 157446279.2488 | 53337.0829 | 182658054.884 | 61877.9171 | 211906976.9455 | 71786.3898 | 245839510.3601 | 83281.5 | 285205639.0062
| 11486.2924 | 40129847.6087 | 13325.5856 | 46555816.0284 | 15459.4033 | 54010769.9226 | 17934.9084 | 62659482.4455 | 20806.8134 | 72693104.1002 | 24138.5963 | 84333408.4767 | 28003.8945 | 97837664.0149 | 32488.1408 | 113504348.4954 | 37690.4469 | 131679730.3342 | 43725.7952 | 152765525.3579 | 50727.5806 | 177227777.5386 | 58850.5569 | 205607152.3002 | 68274.2604 | 238530899.2258 | 79206.9755 | 276726704.8809 | 91890.3395 | 321038780.8698
| 12634.112 | 44778670.1372 | 14657.2048 | 51949051.7191 | 17004.2539 | 60267621.0934 | 19727.1349 | 69918239.4798 | 22886.0281 | 81114201.1177 | 26550.7544 | 94102970.8497 | 30802.31 | 109171620.2523 | 35734.6648 | 126653204.1181 | 41456.8348 | 146934104.1582 | 48095.2925 | 170462572.7722 | 55796.7629 | 197758642.5678 | 64731.4641 | 229425612.0898 | 75096.8737 | 266163394.342 | 87122.0897 | 308783974.3834 | 101072.896 | 358229361.0978
| 13855.9596 | 49031964.1871 | 16074.7061 | 56883423.1932 | 18648.7387 | 65992130.4058 | 21634.9502 | 76559411.0698 | 25099.3405 | 88818819.1404 | 29118.4833 | 103041324.8642 | 33781.2077 | 119541267.2607 | 39190.5715 | 138683336.2729 | 45466.1337 | 160890614.0103 | 52746.5981 | 186653930.0472 | 61192.8792 | 216542712.1965 | 70991.6573 | 251217563.2083 | 82359.5077 | 291444877.1991 | 95547.6849 | 338113765.485 | 110847.6765 | 392255713.4965
| 15154.1485 | 52744306.7862 | 17580.7732 | 61190220.9852 | 20395.9715 | 70988573.0524 | 23661.9663 | 82355931.1112 | 27450.9414 | 95543532.1182 | 31846.6446 | 110842862.2104 | 36946.2278 | 128592059.8642 | 42862.4043 | 149183426.6847 | 49725.9349 | 173072077.4717 | 57688.5185 | 200786003.834 | 66926.1465 | 232937746.504 | 77642.9891 | 270237924.2525 | 90075.9132 | 313510956.9668 | 104499.7135 | 363713272.9851 | 121233.188 | 421954454.2893
| 16530.9922 | 56083186.0574 | 19178.09 | 65063752.9909 | 22249.0657 | 75482371.3313 | 25811.7954 | 87569318.6407 | 29945.0212 | 101591735.9591 | 34740.0999 | 117859561.4061 | 40303.0102 | 136732338.679 | 46756.7063 | 158627203.2992 | 54243.829 | 184028080.2542 | 62929.8604 | 213496384.6696 | 73006.7812 | 247683433.0186 | 84697.3121 | 287344828.4584 | 98259.8407 | 333357179.2288 | 113994.1283 | 386737458.5674 | 132247.9375 | 448665488.4595
| 17988.804 | 58763211.9144 | 20869.3404 | 68172929.7803 | 24211.1349 | 79089418.6682 | 28088.0496 | 91753960.3263 | 32585.7704 | 106446461.5617 | 37803.7109 | 123491671.3889 | 43857.1952 | 143266314.883 | 50880.0207 | 166207461.0618 | 59027.4073 | 192822160.0517 | 68479.4301 | 223698655.1095 | 79445.0003 | 259519386.9202 | 92166.4792 | 301076066.3618 | 106925.0408 | 349287191.818 | 124046.8816 | 405218334.2395 | 143910.432 | 470105695.3153
| 19529.8973 | 61497085.4521 | 22657.2081 | 71344576.8473 | 26285.2927 | 82768939.6095 | 30494.341 | 96022680.7713 | 35377.3798 | 111398729.4001 | 41042.3389 | 129236942.9889 | 47614.4228 | 149931573.2028 | 55238.8908 | 173940023.0639 | 64084.2606 | 201792932.4734 | 74346.0342 | 234105911.8558 | 86251.0202 | 271593151.463 | 100062.3429 | 315083195.3776 | 116085.2643 | 365537273.794 | 134673.9261 | 424070531.8116 | 156239.1785 | 491976683.6171
| 21156.5855 | 63464423.3217 | 24544.3768 | 73626943.3495 | 28474.6527 | 85416780.0416 | 33034.2819 | 99094518.3199 | 38324.0397 | 114962458.2721 | 44460.8458 | 133371329.6874 | 51580.333 | 154727996.637 | 59839.8598 | 179504494.8089 | 69421.9799 | 208248439.6726 | 80538.4792 | 241595135.4912 | 93435.0577 | 280281619.9986 | 108396.7559 | 325162943.0237 | 125754.2618 | 377231085.2353 | 145891.2142 | 437636866.0608 | 169252.684 | 507715386.5735
| 22871.1819 | 66505943.3139 | 26533.5306 | 77155500.1132 | 30782.3283 | 89510362.4074 | 35711.4843 | 103843603.5997 | 41429.9408 | 120472011.4499 | 48064.093 | 139763124.4032 | 55760.5659 | 162143305.4115 | 64689.4708 | 188107212.3801 | 75048.1562 | 218228705.142 | 87065.5717 | 253173534.7921 | 101007.3296 | 293714061.4525 | 117181.571 | 340746313.0469 | 135945.784 | 395309810.7223 | 157714.6984 | 458610526.7006 | 182969.4555 | 532047546.5112
| 24676 | 68479797.988 | 28627.3531 | 79445426.952 | 33211.4333 | 92166973.808 | 38529.5604 | 106925616.6068 | 44699.2736 | 124047545.17 | 51856.9422 | 143911206.2531 | 60160.7617 | 166955616.9933 | 69794.2671 | 193690116.4319 | 80970.3804 | 224705596.2017 | 93936.1181 | 260687566.4727 | 108978.0525 | 302431310.5308 | 126428.6408 | 350859449.8462 | 146673.5814 | 407042357.9014 | 170160.3314 | 472221799.4173 | 197408 | 547838383.9042
| 26573.3531 | 69702032.7044 | 30828.5281 | 80863377.3801 | 35765.0812 | 93811979.7572 | 41492.1224 | 108834036.382 | 48136.2287 | 126261558.9469 | 55844.2549 | 146479748.7653 | 64786.5602 | 169935458.5988 | 75160.7919 | 197147118.2262 | 87196.2435 | 228716165.5771 | 101158.9249 | 265340345.8796 | 117357.443 | 307829136.7205 | 136149.818 | 357121626.6161 | 157951.4047 | 414307293.1885 | 183244.0657 | 480650064.3076 | 200000 | 557037333.7958
| 28565.5545 | 70901649.0509 | 33139.7396 | 82255087.5724 | 38446.3855 | 95426543.6379 | 44602.7824 | 110707139.4184 | 51744.9966 | 128434600.7388 | 60030.8927 | 149000758.4724 | 69643.6017 | 172860156.0011 | 80795.5885 | 200540145.6102 | 93733.3366 | 232652516.3589 | 108742.7987 | 269907022.1149 | 126155.718 | 313127072.0892 | 146356.9553 | 363267917.1094 | 169793.0047 | 421437785.4009 | 196981.8537 | 488922357.8364 | 200000 | 565436375.0011
| 30654.9177 | 71392071.7496 | 35563.6713 | 82824041.3636 | 41258.4598 | 96086603.6461 | 47865.1525 | 111472894.4439 | 55529.7679 | 129322975.6121 | 64421.7172 | 150031388.2962 | 74737.5262 | 174055819.929 | 86705.1999 | 201927270.4616 | 100589.2505 | 234261760.6636 | 116696.5459 | 271773953.73 | 135383.094 | 315292954.3469 | 157061.9054 | 365780620.7578 | 182212.1318 | 424352846.7401 | 200000 | 492121992.5813 | 200000 | 568636009.746
| 32843.756 | 71917511.8638 | 38103.0069 | 83433619.8881 | 44204.4178 | 96793793.601 | 51282.8449 | 112293326.3064 | 59494.7331 | 130274782.6884 | 69021.5901 | 151135607.6847 | 80073.9738 | 175336857.272 | 92896.1695 | 203413439.5202 | 107771.5763 | 235985909.0637 | 125028.9732 | 273774188.9634 | 145049.7878 | 317613486.0516 | 168276.521 | 368472737.7738 | 195222.5368 | 427476050.7992 | 200000 | 495321627.3262 | 200000 | 571835644.4909
| 35134.3828 | 72514728.1962 | 40760.4305 | 84126468.1135 | 47287.3729 | 97597587.1823 | 54859.4718 | 113225830.8766 | 63644.0829 | 131356608.6013 | 73835.3728 | 152390665.7503 | 85658.5845 | 176792886.9945 | 99375.0405 | 205102622.3794 | 115287.9049 | 237945579.7401 | 133748.8869 | 276047660.5117 | 155166.0161 | 320251007.2388 | 180012.6546 | 371532603.6027 | 200000 | 430875662.7157 | 200000 | 498721239.2426 | 200000 | 575235256.4073
| 37529.1115 | 72889976.4747 | 43538.6256 | 84561804.6736 | 50510.4387 | 98102633.9153 | 58598.6452 | 113811750.4431 | 67982.0077 | 132036351.0821 | 78867.927 | 153179254.9982 | 91496.9984 | 177707752.5416 | 106148.356 | 206163984.7793 | 123145.8273 | 239176897.4514 | 142865.0936 | 277476148.3783 | 165741.9956 | 321908238.0128 | 192282.1591 | 373455205.7189 | 200000 | 432875434.4312 | 200000 | 500721010.9582 | 200000 | 577235028.1229
| 40030.2554 | 73050079.2199 | 46440.2762 | 84747544.5753 | 53876.7288 | 98318116.232 | 62503.9774 | 114061737.8153 | 72512.6981 | 132326368.7676 | 84124.1142 | 153515713.0466 | 97594.8556 | 178098087.4052 | 113222.6593 | 206616823.7226 | 131352.9344 | 239702249.2174 | 152386.3998 | 278085624.4026 | 176787.9428 | 322615309.0683 | 200000 | 374255114.4051 | 200000 | 433675343.1174 | 200000 | 501520919.6444 | 200000 | 578034936.8091
| 42640.128 | 73050079.2199 | 49468.0661 | 84747544.5753 | 57389.3568 | 98318116.232 | 66579.0804 | 114061737.8153 | 77240.3447 | 132326368.7676 | 89608.7961 | 153515713.0466 | 103957.7961 | 178098087.4052 | 120604.4936 | 206616823.7226 | 139916.8173 | 239702249.2174 | 162321.6121 | 278085624.4026 | 188314.0747 | 322615309.0683 | 200000 | 374255114.4051 | 200000 | 433675343.1174 | 200000 | 501520919.6444 | 200000 | 578034936.8091
| 45361.0426 | 0 | 52624.6791 | 0 | 61051.4363 | 0 | 70827.5665 | 0 | 82169.1381 | 0 | 95326.8342 | 0 | 110591.4601 | 0 | 128300.4021 | 0 | 148845.0669 | 0 | 172679.5368 | 0 | 200000 | 0 | 200000 | 0 | 200000 | 0 | 200000 | 0 | 200000 | 0
| 48195.3125 | 0 | 55912.799 | 0 | 64866.0807 | 0 | 75253.0477 | 0 | 87303.2687 | 0 | 101283.0902 | 0 | 117501.4876 | 0 | 136316.928 | 0 | 158145.2742 | 0 | 183468.9806 | 0 | 200000 | 0 | 200000 | 0 | 200000 | 0 | 200000 | 0 | 200000 | 0
| 51145.2512 | 0 | 59335.1096 | 0 | 68836.4038 | 0 | 79859.1363 | 0 | 92646.9272 | 0 | 107482.4256 | 0 | 124693.5187 | 0 | 144660.6145 | 0 | 167825.0301 | 0 | 194698.75 | 0 | 200000 | 0 | 200000 | 0 | 200000 | 0 | 200000 | 0 | 200000 | 0
| 54213.172 | 0 | 62894.2947 | 0 | 72965.519 | 0 | 84649.4443 | 0 | 98204.304 | 0 | 113929.702 | 0 | 132173.1934 | 0 | 153338.0049 | 0 | 177891.9257 | 0 | 200000 | 0 | 200000 | 0 | 200000 | 0 | 200000 | 0 | 200000 | 0 | 200000 | 0
| 57401.3883 | 0 | 66593.0382 | 0 | 77256.54 | 0 | 89627.5839 | 0 | 103979.5899 | 0 | 120629.781 | 0 | 139946.1518 | 0 | 162355.6423 | 0 | 188353.5519 | 0 | 200000 | 0 | 200000 | 0 | 200000 | 0 | 200000 | 0 | 200000 | 0 | 200000 | 0
| 60712.2135 | 0 | 70434.0238 | 0 | 81712.5803 | 0 | 94797.1673 | 0 | 109976.9752 | 0 | 127587.5241 | 0 | 148018.034 | 0 | 171720.07 | 0 | 199217.4996 | 0 | 200000 | 0 | 200000 | 0 | 200000 | 0 | 200000 | 0 | 200000 | 0 | 200000 | 0
| 64147.9609 | 0 | 74419.9354 | 0 | 86336.7535 | 0 | 100161.8065 | 0 | 116200.6506 | 0 | 134807.7931 | 0 | 156394.48 | 0 | 181437.8311 | 0 | 200000 | 0 | 200000 | 0 | 200000 | 0 | 200000 | 0 | 200000 | 0 | 200000 | 0 | 200000 | 0
| 67710.944 | 0 | 78553.4568 | 0 | 91132.1731 | 0 | 105725.1138 | 0 | 122654.8067 | 0 | 142295.4494 | 0 | 165081.13 | 0 | 191515.469 | 0 | 200000 | 0 | 200000 | 0 | 200000 | 0 | 200000 | 0 | 200000 | 0 | 200000 | 0 | 200000 | 0
| 71403.4761 | 0 | 82837.2718 | 0 | 96101.9527 | 0 | 111490.7013 | 0 | 129343.6339 | 0 | 150055.3546 | 0 | 174083.624 | 0 | 200000 | 0 | 200000 | 0 | 200000 | 0 | 200000 | 0 | 200000 | 0 | 200000 | 0 | 200000 | 0 | 200000 | 0
| 75227.8705 | 0 | 87274.0643 | 0 | 101249.206 | 0 | 117462.1812 | 0 | 136271.3229 | 0 | 158092.3704 | 0 | 183407.602 | 0 | 200000 | 0 | 200000 | 0 | 200000 | 0 | 200000 | 0 | 200000 | 0 | 200000 | 0 | 200000 | 0 | 200000 | 0
| 79186.4407 | 0 | 91866.5179 | 0 | 106577.0464 | 0 | 123643.1655 | 0 | 143442.0642 | 0 | 166411.3583 | 0 | 193058.7042 | 0 | 200000 | 0 | 200000 | 0 | 200000 | 0 | 200000 | 0 | 200000 | 0 | 200000 | 0 | 200000 | 0 | 200000 | 0
| 83281.5 | 0 | 96617.3166 | 0 | 112088.5875 | 0 | 130037.2665 | 0 | 150860.0483 | 0 | 175017.1799 | 0 | 200000 | 0 | 200000 | 0 | 200000 | 0 | 200000 | 0 | 200000 | 0 | 200000 | 0 | 200000 | 0 | 200000 | 0 | 200000 | 0
| 87515.3618 | 0 | 101529.1442 | 0 | 117786.943 | 0 | 136648.0962 | 0 | 158529.4659 | 0 | 183914.6968 | 0 | 200000 | 0 | 200000 | 0 | 200000 | 0 | 200000 | 0 | 200000 | 0 | 200000 | 0 | 200000 | 0 | 200000 | 0 | 200000 | 0
| 91890.3395 | 0 | 106604.6844 | 0 | 123675.2263 | 0 | 143479.2669 | 0 | 166454.5074 | 0 | 193108.7706 | 0 | 200000 | 0 | 200000 | 0 | 200000 | 0 | 200000 | 0 | 200000 | 0 | 200000 | 0 | 200000 | 0 | 200000 | 0 | 200000 | 0
| 96408.7464 | 0 | 111846.6212 | 0 | 129756.5511 | 0 | 150534.3906 | 0 | 174639.3634 | 0 | 200000 | 0 | 200000 | 0 | 200000 | 0 | 200000 | 0 | 200000 | 0 | 200000 | 0 | 200000 | 0 | 200000 | 0 | 200000 | 0 | 200000 | 0
| 101072.896 | 0 | 117257.6382 | 0 | 136034.0309 | 0 | 157817.0796 | 0 | 183088.2246 | 0 | 200000 | 0 | 200000 | 0 | 200000 | 0 | 200000 | 0 | 200000 | 0 | 200000 | 0 | 200000 | 0 | 200000 | 0 | 200000 | 0 | 200000 | 0
| 105885.1016 | 0 | 122840.4193 | 0 | 142510.7794 | 0 | 165330.9459 | 0 | 191805.2813 | 0 | 200000 | 0 | 200000 | 0 | 200000 | 0 | 200000 | 0 | 200000 | 0 | 200000 | 0 | 200000 | 0 | 200000 | 0 | 200000 | 0 | 200000 | 0
| 110847.6765 | 0 | 128597.6484 | 0 | 149189.91 | 0 | 173079.6017 | 0 | 200000 | 0 | 200000 | 0 | 200000 | 0 | 200000 | 0 | 200000 | 0 | 200000 | 0 | 200000 | 0 | 200000 | 0 | 200000 | 0 | 200000 | 0 | 200000 | 0
| 115962.9342 | 0 | 134532.0093 | 0 | 156074.5363 | 0 | 181066.6592 | 0 | 200000 | 0 | 200000 | 0 | 200000 | 0 | 200000 | 0 | 200000 | 0 | 200000 | 0 | 200000 | 0 | 200000 | 0 | 200000 | 0 | 200000 | 0 | 200000 | 0
| 121233.188 | 0 | 140646.1857 | 0 | 163167.772 | 0 | 189295.7304 | 0 | 200000 | 0 | 200000 | 0 | 200000 | 0 | 200000 | 0 | 200000 | 0 | 200000 | 0 | 200000 | 0 | 200000 | 0 | 200000 | 0 | 200000 | 0 | 200000 | 0
| 126660.7513 | 0 | 146942.8614 | 0 | 170472.7305 | 0 | 197770.4277 | 0 | 200000 | 0 | 200000 | 0 | 200000 | 0 | 200000 | 0 | 200000 | 0 | 200000 | 0 | 200000 | 0 | 200000 | 0 | 200000 | 0 | 200000 | 0 | 200000 | 0
| 132247.9375 | 0 | 153424.7204 | 0 | 177992.5255 | 0 | 200000 | 0 | 200000 | 0 | 200000 | 0 | 200000 | 0 | 200000 | 0 | 200000 | 0 | 200000 | 0 | 200000 | 0 | 200000 | 0 | 200000 | 0 | 200000 | 0 | 200000 | 0
| 137997.0599 | 0 | 160094.4463 | 0 | 185730.2706 | 0 | 200000 | 0 | 200000 | 0 | 200000 | 0 | 200000 | 0 | 200000 | 0 | 200000 | 0 | 200000 | 0 | 200000 | 0 | 200000 | 0 | 200000 | 0 | 200000 | 0 | 200000 | 0
| 143910.432 | 0 | 166954.7231 | 0 | 193689.0792 | 0 | 200000 | 0 | 200000 | 0 | 200000 | 0 | 200000 | 0 | 200000 | 0 | 200000 | 0 | 200000 | 0 | 200000 | 0 | 200000 | 0 | 200000 | 0 | 200000 | 0 | 200000 | 0
| 149990.3671 | 0 | 174008.2345 | 0 | 200000 | 0 | 200000 | 0 | 200000 | 0 | 200000 | 0 | 200000 | 0 | 200000 | 0 | 200000 | 0 | 200000 | 0 | 200000 | 0 | 200000 | 0 | 200000 | 0 | 200000 | 0 | 200000 | 0
| 156239.1785 | 0 | 181257.6644 | 0 | 200000 | 0 | 200000 | 0 | 200000 | 0 | 200000 | 0 | 200000 | 0 | 200000 | 0 | 200000 | 0 | 200000 | 0 | 200000 | 0 | 200000 | 0 | 200000 | 0 | 200000 | 0 | 200000 | 0
| 162659.1797 | 0 | 188705.6965 | 0 | 200000 | 0 | 200000 | 0 | 200000 | 0 | 200000 | 0 | 200000 | 0 | 200000 | 0 | 200000 | 0 | 200000 | 0 | 200000 | 0 | 200000 | 0 | 200000 | 0 | 200000 | 0 | 200000 | 0
| 169252.684 | 0 | 196355.0147 | 0 | 200000 | 0 | 200000 | 0 | 200000 | 0 | 200000 | 0 | 200000 | 0 | 200000 | 0 | 200000 | 0 | 200000 | 0 | 200000 | 0 | 200000 | 0 | 200000 | 0 | 200000 | 0 | 200000 | 0
| 176022.0048 | 0 | 200000 | 0 | 200000 | 0 | 200000 | 0 | 200000 | 0 | 200000 | 0 | 200000 | 0 | 200000 | 0 | 200000 | 0 | 200000 | 0 | 200000 | 0 | 200000 | 0 | 200000 | 0 | 200000 | 0 | 200000 | 0
| 182969.4555 | 0 | 200000 | 0 | 200000 | 0 | 200000 | 0 | 200000 | 0 | 200000 | 0 | 200000 | 0 | 200000 | 0 | 200000 | 0 | 200000 | 0 | 200000 | 0 | 200000 | 0 | 200000 | 0 | 200000 | 0 | 200000 | 0
| 190097.3494 | 0 | 200000 | 0 | 200000 | 0 | 200000 | 0 | 200000 | 0 | 200000 | 0 | 200000 | 0 | 200000 | 0 | 200000 | 0 | 200000 | 0 | 200000 | 0 | 200000 | 0 | 200000 | 0 | 200000 | 0 | 200000 | 0
| 197408 | 0 | 200000 | 0 | 200000 | 0 | 200000 | 0 | 200000 | 0 | 200000 | 0 | 200000 | 0 | 200000 | 0 | 200000 | 0 | 200000 | 0 | 200000 | 0 | 200000 | 0 | 200000 | 0 | 200000 | 0 | 200000 | 0
| 200000 | 0 | 200000 | 0 | 200000 | 0 | 200000 | 0 | 200000 | 0 | 200000 | 0 | 200000 | 0 | 200000 | 0 | 200000 | 0 | 200000 | 0 | 200000 | 0 | 200000 | 0 | 200000 | 0 | 200000 | 0 | 200000 | 0
| 200000 | 0 | 200000 | 0 | 200000 | 0 | 200000 | 0 | 200000 | 0 | 200000 | 0 | 200000 | 0 | 200000 | 0 | 200000 | 0 | 200000 | 0 | 200000 | 0 | 200000 | 0 | 200000 | 0 | 200000 | 0 | 200000 | 0
| 200000 | 0 | 200000 | 0 | 200000 | 0 | 200000 | 0 | 200000 | 0 | 200000 | 0 | 200000 | 0 | 200000 | 0 | 200000 | 0 | 200000 | 0 | 200000 | 0 | 200000 | 0 | 200000 | 0 | 200000 | 0 | 200000 | 0
| 200000 | 0 | 200000 | 0 | 200000 | 0 | 200000 | 0 | 200000 | 0 | 200000 | 0 | 200000 | 0 | 200000 | 0 | 200000 | 0 | 200000 | 0 | 200000 | 0 | 200000 | 0 | 200000 | 0 | 200000 | 0 | 200000 | 0
| 200000 | 0 | 200000 | 0 | 200000 | 0 | 200000 | 0 | 200000 | 0 | 200000 | 0 | 200000 | 0 | 200000 | 0 | 200000 | 0 | 200000 | 0 | 200000 | 0 | 200000 | 0 | 200000 | 0 | 200000 | 0 | 200000 | 0
| 200000 | 0 | 200000 | 0 | 200000 | 0 | 200000 | 0 | 200000 | 0 | 200000 | 0 | 200000 | 0 | 200000 | 0 | 200000 | 0 | 200000 | 0 | 200000 | 0 | 200000 | 0 | 200000 | 0 | 200000 | 0 | 200000 | 0
| 200000 | 0 | 200000 | 0 | 200000 | 0 | 200000 | 0 | 200000 | 0 | 200000 | 0 | 200000 | 0 | 200000 | 0 | 200000 | 0 | 200000 | 0 | 200000 | 0 | 200000 | 0 | 200000 | 0 | 200000 | 0 | 200000 | 0
| 200000 | 0 | 200000 | 0 | 200000 | 0 | 200000 | 0 | 200000 | 0 | 200000 | 0 | 200000 | 0 | 200000 | 0 | 200000 | 0 | 200000 | 0 | 200000 | 0 | 200000 | 0 | 200000 | 0 | 200000 | 0 | 200000 | 0
| 200000 | 0 | 200000 | 0 | 200000 | 0 | 200000 | 0 | 200000 | 0 | 200000 | 0 | 200000 | 0 | 200000 | 0 | 200000 | 0 | 200000 | 0 | 200000 | 0 | 200000 | 0 | 200000 | 0 | 200000 | 0 | 200000 | 0
| 200000 | 0 | 200000 | 0 | 200000 | 0 | 200000 | 0 | 200000 | 0 | 200000 | 0 | 200000 | 0 | 200000 | 0 | 200000 | 0 | 200000 | 0 | 200000 | 0 | 200000 | 0 | 200000 | 0 | 200000 | 0 | 200000 | 0
| 200000 | 0 | 200000 | 0 | 200000 | 0 | 200000 | 0 | 200000 | 0 | 200000 | 0 | 200000 | 0 | 200000 | 0 | 200000 | 0 | 200000 | 0 | 200000 | 0 | 200000 | 0 | 200000 | 0 | 200000 | 0 | 200000 | 0
| 200000 | 0 | 200000 | 0 | 200000 | 0 | 200000 | 0 | 200000 | 0 | 200000 | 0 | 200000 | 0 | 200000 | 0 | 200000 | 0 | 200000 | 0 | 200000 | 0 | 200000 | 0 | 200000 | 0 | 200000 | 0 | 200000 | 0
| 200000 | 0 | 200000 | 0 | 200000 | 0 | 200000 | 0 | 200000 | 0 | 200000 | 0 | 200000 | 0 | 200000 | 0 | 200000 | 0 | 200000 | 0 | 200000 | 0 | 200000 | 0 | 200000 | 0 | 200000 | 0 | 200000 | 0
| 200000 | 0 | 200000 | 0 | 200000 | 0 | 200000 | 0 | 200000 | 0 | 200000 | 0 | 200000 | 0 | 200000 | 0 | 200000 | 0 | 200000 | 0 | 200000 | 0 | 200000 | 0 | 200000 | 0 | 200000 | 0 | 200000 | 0
| 200000 | 0 | 200000 | 0 | 200000 | 0 | 200000 | 0 | 200000 | 0 | 200000 | 0 | 200000 | 0 | 200000 | 0 | 200000 | 0 | 200000 | 0 | 200000 | 0 | 200000 | 0 | 200000 | 0 | 200000 | 0 | 200000 | 0
| 200000 | 0 | 200000 | 0 | 200000 | 0 | 200000 | 0 | 200000 | 0 | 200000 | 0 | 200000 | 0 | 200000 | 0 | 200000 | 0 | 200000 | 0 | 200000 | 0 | 200000 | 0 | 200000 | 0 | 200000 | 0 | 200000 | 0
| 200000 | 0 | 200000 | 0 | 200000 | 0 | 200000 | 0 | 200000 | 0 | 200000 | 0 | 200000 | 0 | 200000 | 0 | 200000 | 0 | 200000 | 0 | 200000 | 0 | 200000 | 0 | 200000 | 0 | 200000 | 0 | 200000 | 0
| 200000 | 0 | 200000 | 0 | 200000 | 0 | 200000 | 0 | 200000 | 0 | 200000 | 0 | 200000 | 0 | 200000 | 0 | 200000 | 0 | 200000 | 0 | 200000 | 0 | 200000 | 0 | 200000 | 0 | 200000 | 0 | 200000 | 0
| 200000 | 0 | 200000 | 0 | 200000 | 0 | 200000 | 0 | 200000 | 0 | 200000 | 0 | 200000 | 0 | 200000 | 0 | 200000 | 0 | 200000 | 0 | 200000 | 0 | 200000 | 0 | 200000 | 0 | 200000 | 0 | 200000 | 0
| 200000 | 0 | 200000 | 0 | 200000 | 0 | 200000 | 0 | 200000 | 0 | 200000 | 0 | 200000 | 0 | 200000 | 0 | 200000 | 0 | 200000 | 0 | 200000 | 0 | 200000 | 0 | 200000 | 0 | 200000 | 0 | 200000 | 0
| 200000 | 0 | 200000 | 0 | 200000 | 0 | 200000 | 0 | 200000 | 0 | 200000 | 0 | 200000 | 0 | 200000 | 0 | 200000 | 0 | 200000 | 0 | 200000 | 0 | 200000 | 0 | 200000 | 0 | 200000 | 0 | 200000 | 0
| 200000 | 0 | 200000 | 0 | 200000 | 0 | 200000 | 0 | 200000 | 0 | 200000 | 0 | 200000 | 0 | 200000 | 0 | 200000 | 0 | 200000 | 0 | 200000 | 0 | 200000 | 0 | 200000 | 0 | 200000 | 0 | 200000 | 0
| 200000 | 0 | 200000 | 0 | 200000 | 0 | 200000 | 0 | 200000 | 0 | 200000 | 0 | 200000 | 0 | 200000 | 0 | 200000 | 0 | 200000 | 0 | 200000 | 0 | 200000 | 0 | 200000 | 0 | 200000 | 0 | 200000 | 0
| 200000 | 0 | 200000 | 0 | 200000 | 0 | 200000 | 0 | 200000 | 0 | 200000 | 0 | 200000 | 0 | 200000 | 0 | 200000 | 0 | 200000 | 0 | 200000 | 0 | 200000 | 0 | 200000 | 0 | 200000 | 0 | 200000 | 0
| 200000 | 0 | 200000 | 0 | 200000 | 0 | 200000 | 0 | 200000 | 0 | 200000 | 0 | 200000 | 0 | 200000 | 0 | 200000 | 0 | 200000 | 0 | 200000 | 0 | 200000 | 0 | 200000 | 0 | 200000 | 0 | 200000 | 0
| 200000 | 0 | 200000 | 0 | 200000 | 0 | 200000 | 0 | 200000 | 0 | 200000 | 0 | 200000 | 0 | 200000 | 0 | 200000 | 0 | 200000 | 0 | 200000 | 0 | 200000 | 0 | 200000 | 0 | 200000 | 0 | 200000 | 0
| 200000 | 0 | 200000 | 0 | 200000 | 0 | 200000 | 0 | 200000 | 0 | 200000 | 0 | 200000 | 0 | 200000 | 0 | 200000 | 0 | 200000 | 0 | 200000 | 0 | 200000 | 0 | 200000 | 0 | 200000 | 0 | 200000 | 0
| 200000 | 0 | 200000 | 0 | 200000 | 0 | 200000 | 0 | 200000 | 0 | 200000 | 0 | 200000 | 0 | 200000 | 0 | 200000 | 0 | 200000 | 0 | 200000 | 0 | 200000 | 0 | 200000 | 0 | 200000 | 0 | 200000 | 0
| 200000 | 0 | 200000 | 0 | 200000 | 0 | 200000 | 0 | 200000 | 0 | 200000 | 0 | 200000 | 0 | 200000 | 0 | 200000 | 0 | 200000 | 0 | 200000 | 0 | 200000 | 0 | 200000 | 0 | 200000 | 0 | 200000 | 0
| 200000 | 0 | 200000 | 0 | 200000 | 0 | 200000 | 0 | 200000 | 0 | 200000 | 0 | 200000 | 0 | 200000 | 0 | 200000 | 0 | 200000 | 0 | 200000 | 0 | 200000 | 0 | 200000 | 0 | 200000 | 0 | 200000 | 0
| 200000 | 0 | 200000 | 0 | 200000 | 0 | 200000 | 0 | 200000 | 0 | 200000 | 0 | 200000 | 0 | 200000 | 0 | 200000 | 0 | 200000 | 0 | 200000 | 0 | 200000 | 0 | 200000 | 0 | 200000 | 0 | 200000 | 0
| 200000 | 0 | 200000 | 0 | 200000 | 0 | 200000 | 0 | 200000 | 0 | 200000 | 0 | 200000 | 0 | 200000 | 0 | 200000 | 0 | 200000 | 0 | 200000 | 0 | 200000 | 0 | 200000 | 0 | 200000 | 0 | 200000 | 0
| 200000 | 0 | 200000 | 0 | 200000 | 0 | 200000 | 0 | 200000 | 0 | 200000 | 0 | 200000 | 0 | 200000 | 0 | 200000 | 0 | 200000 | 0 | 200000 | 0 | 200000 | 0 | 200000 | 0 | 200000 | 0 | 200000 | 0
| 200000 | 0 | 200000 | 0 | 200000 | 0 | 200000 | 0 | 200000 | 0 | 200000 | 0 | 200000 | 0 | 200000 | 0 | 200000 | 0 | 200000 | 0 | 200000 | 0 | 200000 | 0 | 200000 | 0 | 200000 | 0 | 200000 | 0
| 200000 | 0 | 200000 | 0 | 200000 | 0 | 200000 | 0 | 200000 | 0 | 200000 | 0 | 200000 | 0 | 200000 | 0 | 200000 | 0 | 200000 | 0 | 200000 | 0 | 200000 | 0 | 200000 | 0 | 200000 | 0 | 200000 | 0
| 200000 | 0 | 200000 | 0 | 200000 | 0 | 200000 | 0 | 200000 | 0 | 200000 | 0 | 200000 | 0 | 200000 | 0 | 200000 | 0 | 200000 | 0 | 200000 | 0 | 200000 | 0 | 200000 | 0 | 200000 | 0 | 200000 | 0
| 200000 | 0 | 200000 | 0 | 200000 | 0 | 200000 | 0 | 200000 | 0 | 200000 | 0 | 200000 | 0 | 200000 | 0 | 200000 | 0 | 200000 | 0 | 200000 | 0 | 200000 | 0 | 200000 | 0 | 200000 | 0 | 200000 | 0
| 200000 | 0 | 200000 | 0 | 200000 | 0 | 200000 | 0 | 200000 | 0 | 200000 | 0 | 200000 | 0 | 200000 | 0 | 200000 | 0 | 200000 | 0 | 200000 | 0 | 200000 | 0 | 200000 | 0 | 200000 | 0 | 200000 | 0
| 200000 | 0 | 200000 | 0 | 200000 | 0 | 200000 | 0 | 200000 | 0 | 200000 | 0 | 200000 | 0 | 200000 | 0 | 200000 | 0 | 200000 | 0 | 200000 | 0 | 200000 | 0 | 200000 | 0 | 200000 | 0 | 200000 | 0
| 200000 | 0 | 200000 | 0 | 200000 | 0 | 200000 | 0 | 200000 | 0 | 200000 | 0 | 200000 | 0 | 200000 | 0 | 200000 | 0 | 200000 | 0 | 200000 | 0 | 200000 | 0 | 200000 | 0 | 200000 | 0 | 200000 | 0
| 200000 | 0 | 200000 | 0 | 200000 | 0 | 200000 | 0 | 200000 | 0 | 200000 | 0 | 200000 | 0 | 200000 | 0 | 200000 | 0 | 200000 | 0 | 200000 | 0 | 200000 | 0 | 200000 | 0 | 200000 | 0 | 200000 | 0
| 200000 | 0 | 200000 | 0 | 200000 | 0 | 200000 | 0 | 200000 | 0 | 200000 | 0 | 200000 | 0 | 200000 | 0 | 200000 | 0 | 200000 | 0 | 200000 | 0 | 200000 | 0 | 200000 | 0 | 200000 | 0 | 200000 | 0
| 200000 | 0 | 200000 | 0 | 200000 | 0 | 200000 | 0 | 200000 | 0 | 200000 | 0 | 200000 | 0 | 200000 | 0 | 200000 | 0 | 200000 | 0 | 200000 | 0 | 200000 | 0 | 200000 | 0 | 200000 | 0 | 200000 | 0
| 200000 | 0 | 200000 | 0 | 200000 | 0 | 200000 | 0 | 200000 | 0 | 200000 | 0 | 200000 | 0 | 200000 | 0 | 200000 | 0 | 200000 | 0 | 200000 | 0 | 200000 | 0 | 200000 | 0 | 200000 | 0 | 200000 | 0
| 200000 | 0 | 200000 | 0 | 200000 | 0 | 200000 | 0 | 200000 | 0 | 200000 | 0 | 200000 | 0 | 200000 | 0 | 200000 | 0 | 200000 | 0 | 200000 | 0 | 200000 | 0 | 200000 | 0 | 200000 | 0 | 200000 | 0
| 200000 | 0 | 200000 | 0 | 200000 | 0 | 200000 | 0 | 200000 | 0 | 200000 | 0 | 200000 | 0 | 200000 | 0 | 200000 | 0 | 200000 | 0 | 200000 | 0 | 200000 | 0 | 200000 | 0 | 200000 | 0 | 200000 | 0
| 200000 | 0 | 200000 | 0 | 200000 | 0 | 200000 | 0 | 200000 | 0 | 200000 | 0 | 200000 | 0 | 200000 | 0 | 200000 | 0 | 200000 | 0 | 200000 | 0 | 200000 | 0 | 200000 | 0 | 200000 | 0 | 200000 | 0
| 200000 | 0 | 200000 | 0 | 200000 | 0 | 200000 | 0 | 200000 | 0 | 200000 | 0 | 200000 | 0 | 200000 | 0 | 200000 | 0 | 200000 | 0 | 200000 | 0 | 200000 | 0 | 200000 | 0 | 200000 | 0 | 200000 | 0
| 200000 | 0 | 200000 | 0 | 200000 | 0 | 200000 | 0 | 200000 | 0 | 200000 | 0 | 200000 | 0 | 200000 | 0 | 200000 | 0 | 200000 | 0 | 200000 | 0 | 200000 | 0 | 200000 | 0 | 200000 | 0 | 200000 | 0
| 200000 | 0 | 200000 | 0 | 200000 | 0 | 200000 | 0 | 200000 | 0 | 200000 | 0 | 200000 | 0 | 200000 | 0 | 200000 | 0 | 200000 | 0 | 200000 | 0 | 200000 | 0 | 200000 | 0 | 200000 | 0 | 200000 | 0
| 200000 | 0 | 200000 | 0 | 200000 | 0 | 200000 | 0 | 200000 | 0 | 200000 | 0 | 200000 | 0 | 200000 | 0 | 200000 | 0 | 200000 | 0 | 200000 | 0 | 200000 | 0 | 200000 | 0 | 200000 | 0 | 200000 | 0
| 200000 | 0 | 200000 | 0 | 200000 | 0 | 200000 | 0 | 200000 | 0 | 200000 | 0 | 200000 | 0 | 200000 | 0 | 200000 | 0 | 200000 | 0 | 200000 | 0 | 200000 | 0 | 200000 | 0 | 200000 | 0 | 200000 | 0
| 200000 | 0 | 200000 | 0 | 200000 | 0 | 200000 | 0 | 200000 | 0 | 200000 | 0 | 200000 | 0 | 200000 | 0 | 200000 | 0 | 200000 | 0 | 200000 | 0 | 200000 | 0 | 200000 | 0 | 200000 | 0 | 200000 | 0
| 200000 | 0 | 200000 | 0 | 200000 | 0 | 200000 | 0 | 200000 | 0 | 200000 | 0 | 200000 | 0 | 200000 | 0 | 200000 | 0 | 200000 | 0 | 200000 | 0 | 200000 | 0 | 200000 | 0 | 200000 | 0 | 200000 | 0
| 200000 | 0 | 200000 | 0 | 200000 | 0 | 200000 | 0 | 200000 | 0 | 200000 | 0 | 200000 | 0 | 200000 | 0 | 200000 | 0 | 200000 | 0 | 200000 | 0 | 200000 | 0 | 200000 | 0 | 200000 | 0 | 200000 | 0
| 200000 | 0 | 200000 | 0 | 200000 | 0 | 200000 | 0 | 200000 | 0 | 200000 | 0 | 200000 | 0 | 200000 | 0 | 200000 | 0 | 200000 | 0 | 200000 | 0 | 200000 | 0 | 200000 | 0 | 200000 | 0 | 200000 | 0
| 200000 | 0 | 200000 | 0 | 200000 | 0 | 200000 | 0 | 200000 | 0 | 200000 | 0 | 200000 | 0 | 200000 | 0 | 200000 | 0 | 200000 | 0 | 200000 | 0 | 200000 | 0 | 200000 | 0 | 200000 | 0 | 200000 | 0
| 200000 | 0 | 200000 | 0 | 200000 | 0 | 200000 | 0 | 200000 | 0 | 200000 | 0 | 200000 | 0 | 200000 | 0 | 200000 | 0 | 200000 | 0 | 200000 | 0 | 200000 | 0 | 200000 | 0 | 200000 | 0 | 200000 | 0
| 200000 | 0 | 200000 | 0 | 200000 | 0 | 200000 | 0 | 200000 | 0 | 200000 | 0 | 200000 | 0 | 200000 | 0 | 200000 | 0 | 200000 | 0 | 200000 | 0 | 200000 | 0 | 200000 | 0 | 200000 | 0 | 200000 | 0
| 200000 | 0 | 200000 | 0 | 200000 | 0 | 200000 | 0 | 200000 | 0 | 200000 | 0 | 200000 | 0 | 200000 | 0 | 200000 | 0 | 200000 | 0 | 200000 | 0 | 200000 | 0 | 200000 | 0 | 200000 | 0 | 200000 | 0
| 200000 | 0 | 200000 | 0 | 200000 | 0 | 200000 | 0 | 200000 | 0 | 200000 | 0 | 200000 | 0 | 200000 | 0 | 200000 | 0 | 200000 | 0 | 200000 | 0 | 200000 | 0 | 200000 | 0 | 200000 | 0 | 200000 | 0
| 200000 | 0 | 200000 | 0 | 200000 | 0 | 200000 | 0 | 200000 | 0 | 200000 | 0 | 200000 | 0 | 200000 | 0 | 200000 | 0 | 200000 | 0 | 200000 | 0 | 200000 | 0 | 200000 | 0 | 200000 | 0 | 200000 | 0
| 200000 | 0 | 200000 | 0 | 200000 | 0 | 200000 | 0 | 200000 | 0 | 200000 | 0 | 200000 | 0 | 200000 | 0 | 200000 | 0 | 200000 | 0 | 200000 | 0 | 200000 | 0 | 200000 | 0 | 200000 | 0 | 200000 | 0
| 200000 | 0 | 200000 | 0 | 200000 | 0 | 200000 | 0 | 200000 | 0 | 200000 | 0 | 200000 | 0 | 200000 | 0 | 200000 | 0 | 200000 | 0 | 200000 | 0 | 200000 | 0 | 200000 | 0 | 200000 | 0 | 200000 | 0
| 200000 | 0 | 200000 | 0 | 200000 | 0 | 200000 | 0 | 200000 | 0 | 200000 | 0 | 200000 | 0 | 200000 | 0 | 200000 | 0 | 200000 | 0 | 200000 | 0 | 200000 | 0 | 200000 | 0 | 200000 | 0 | 200000 | 0
| 200000 | 0 | 200000 | 0 | 200000 | 0 | 200000 | 0 | 200000 | 0 | 200000 | 0 | 200000 | 0 | 200000 | 0 | 200000 | 0 | 200000 | 0 | 200000 | 0 | 200000 | 0 | 200000 | 0 | 200000 | 0 | 200000 | 0
| 200000 | 0 | 200000 | 0 | 200000 | 0 | 200000 | 0 | 200000 | 0 | 200000 | 0 | 200000 | 0 | 200000 | 0 | 200000 | 0 | 200000 | 0 | 200000 | 0 | 200000 | 0 | 200000 | 0 | 200000 | 0 | 200000 | 0
| 200000 | 0 | 200000 | 0 | 200000 | 0 | 200000 | 0 | 200000 | 0 | 200000 | 0 | 200000 | 0 | 200000 | 0 | 200000 | 0 | 200000 | 0 | 200000 | 0 | 200000 | 0 | 200000 | 0 | 200000 | 0 | 200000 | 0
| 200000 | 0 | 200000 | 0 | 200000 | 0 | 200000 | 0 | 200000 | 0 | 200000 | 0 | 200000 | 0 | 200000 | 0 | 200000 | 0 | 200000 | 0 | 200000 | 0 | 200000 | 0 | 200000 | 0 | 200000 | 0 | 200000 | 0
| 200000 | 0 | 200000 | 0 | 200000 | 0 | 200000 | 0 | 200000 | 0 | 200000 | 0 | 200000 | 0 | 200000 | 0 | 200000 | 0 | 200000 | 0 | 200000 | 0 | 200000 | 0 | 200000 | 0 | 200000 | 0 | 200000 | 0
| 200000 | 0 | 200000 | 0 | 200000 | 0 | 200000 | 0 | 200000 | 0 | 200000 | 0 | 200000 | 0 | 200000 | 0 | 200000 | 0 | 200000 | 0 | 200000 | 0 | 200000 | 0 | 200000 | 0 | 200000 | 0 | 200000 | 0
| 200000 | 0 | 200000 | 0 | 200000 | 0 | 200000 | 0 | 200000 | 0 | 200000 | 0 | 200000 | 0 | 200000 | 0 | 200000 | 0 | 200000 | 0 | 200000 | 0 | 200000 | 0 | 200000 | 0 | 200000 | 0 | 200000 | 0
| 200000 | 0 | 200000 | 0 | 200000 | 0 | 200000 | 0 | 200000 | 0 | 200000 | 0 | 200000 | 0 | 200000 | 0 | 200000 | 0 | 200000 | 0 | 200000 | 0 | 200000 | 0 | 200000 | 0 | 200000 | 0 | 200000 | 0
| 200000 | 0 | 200000 | 0 | 200000 | 0 | 200000 | 0 | 200000 | 0 | 200000 | 0 | 200000 | 0 | 200000 | 0 | 200000 | 0 | 200000 | 0 | 200000 | 0 | 200000 | 0 | 200000 | 0 | 200000 | 0 | 200000 | 0
| 200000 | 0 | 200000 | 0 | 200000 | 0 | 200000 | 0 | 200000 | 0 | 200000 | 0 | 200000 | 0 | 200000 | 0 | 200000 | 0 | 200000 | 0 | 200000 | 0 | 200000 | 0 | 200000 | 0 | 200000 | 0 | 200000 | 0
| 200000 | 0 | 200000 | 0 | 200000 | 0 | 200000 | 0 | 200000 | 0 | 200000 | 0 | 200000 | 0 | 200000 | 0 | 200000 | 0 | 200000 | 0 | 200000 | 0 | 200000 | 0 | 200000 | 0 | 200000 | 0 | 200000 | 0
| 200000 | 0 | 200000 | 0 | 200000 | 0 | 200000 | 0 | 200000 | 0 | 200000 | 0 | 200000 | 0 | 200000 | 0 | 200000 | 0 | 200000 | 0 | 200000 | 0 | 200000 | 0 | 200000 | 0 | 200000 | 0 | 200000 | 0
| 200000 | 0 | 200000 | 0 | 200000 | 0 | 200000 | 0 | 200000 | 0 | 200000 | 0 | 200000 | 0 | 200000 | 0 | 200000 | 0 | 200000 | 0 | 200000 | 0 | 200000 | 0 | 200000 | 0 | 200000 | 0 | 200000 | 0
| 200000 | 0 | 200000 | 0 | 200000 | 0 | 200000 | 0 | 200000 | 0 | 200000 | 0 | 200000 | 0 | 200000 | 0 | 200000 | 0 | 200000 | 0 | 200000 | 0 | 200000 | 0 | 200000 | 0 | 200000 | 0 | 200000 | 0
| 200000 | 0 | 200000 | 0 | 200000 | 0 | 200000 | 0 | 200000 | 0 | 200000 | 0 | 200000 | 0 | 200000 | 0 | 200000 | 0 | 200000 | 0 | 200000 | 0 | 200000 | 0 | 200000 | 0 | 200000 | 0 | 200000 | 0
| 200000 | 0 | 200000 | 0 | 200000 | 0 | 200000 | 0 | 200000 | 0 | 200000 | 0 | 200000 | 0 | 200000 | 0 | 200000 | 0 | 200000 | 0 | 200000 | 0 | 200000 | 0 | 200000 | 0 | 200000 | 0 | 200000 | 0
| 200000 | 0 | 200000 | 0 | 200000 | 0 | 200000 | 0 | 200000 | 0 | 200000 | 0 | 200000 | 0 | 200000 | 0 | 200000 | 0 | 200000 | 0 | 200000 | 0 | 200000 | 0 | 200000 | 0 | 200000 | 0 | 200000 | 0
| 200000 | 0 | 200000 | 0 | 200000 | 0 | 200000 | 0 | 200000 | 0 | 200000 | 0 | 200000 | 0 | 200000 | 0 | 200000 | 0 | 200000 | 0 | 200000 | 0 | 200000 | 0 | 200000 | 0 | 200000 | 0 | 200000 | 0
| 200000 | 0 | 200000 | 0 | 200000 | 0 | 200000 | 0 | 200000 | 0 | 200000 | 0 | 200000 | 0 | 200000 | 0 | 200000 | 0 | 200000 | 0 | 200000 | 0 | 200000 | 0 | 200000 | 0 | 200000 | 0 | 200000 | 0
| 200000 | 0 | 200000 | 0 | 200000 | 0 | 200000 | 0 | 200000 | 0 | 200000 | 0 | 200000 | 0 | 200000 | 0 | 200000 | 0 | 200000 | 0 | 200000 | 0 | 200000 | 0 | 200000 | 0 | 200000 | 0 | 200000 | 0
| 200000 | 0 | 200000 | 0 | 200000 | 0 | 200000 | 0 | 200000 | 0 | 200000 | 0 | 200000 | 0 | 200000 | 0 | 200000 | 0 | 200000 | 0 | 200000 | 0 | 200000 | 0 | 200000 | 0 | 200000 | 0 | 200000 | 0
| 200000 | 0 | 200000 | 0 | 200000 | 0 | 200000 | 0 | 200000 | 0 | 200000 | 0 | 200000 | 0 | 200000 | 0 | 200000 | 0 | 200000 | 0 | 200000 | 0 | 200000 | 0 | 200000 | 0 | 200000 | 0 | 200000 | 0
| 200000 | 0 | 200000 | 0 | 200000 | 0 | 200000 | 0 | 200000 | 0 | 200000 | 0 | 200000 | 0 | 200000 | 0 | 200000 | 0 | 200000 | 0 | 200000 | 0 | 200000 | 0 | 200000 | 0 | 200000 | 0 | 200000 | 0
| 200000 | 0 | 200000 | 0 | 200000 | 0 | 200000 | 0 | 200000 | 0 | 200000 | 0 | 200000 | 0 | 200000 | 0 | 200000 | 0 | 200000 | 0 | 200000 | 0 | 200000 | 0 | 200000 | 0 | 200000 | 0 | 200000 | 0
| 200000 | 0 | 200000 | 0 | 200000 | 0 | 200000 | 0 | 200000 | 0 | 200000 | 0 | 200000 | 0 | 200000 | 0 | 200000 | 0 | 200000 | 0 | 200000 | 0 | 200000 | 0 | 200000 | 0 | 200000 | 0 | 200000 | 0
| 200000 | 0 | 200000 | 0 | 200000 | 0 | 200000 | 0 | 200000 | 0 | 200000 | 0 | 200000 | 0 | 200000 | 0 | 200000 | 0 | 200000 | 0 | 200000 | 0 | 200000 | 0 | 200000 | 0 | 200000 | 0 | 200000 | 0
| 200000 | 0 | 200000 | 0 | 200000 | 0 | 200000 | 0 | 200000 | 0 | 200000 | 0 | 200000 | 0 | 200000 | 0 | 200000 | 0 | 200000 | 0 | 200000 | 0 | 200000 | 0 | 200000 | 0 | 200000 | 0 | 200000 | 0
| 200000 | 0 | 200000 | 0 | 200000 | 0 | 200000 | 0 | 200000 | 0 | 200000 | 0 | 200000 | 0 | 200000 | 0 | 200000 | 0 | 200000 | 0 | 200000 | 0 | 200000 | 0 | 200000 | 0 | 200000 | 0 | 200000 | 0
| 200000 | 0 | 200000 | 0 | 200000 | 0 | 200000 | 0 | 200000 | 0 | 200000 | 0 | 200000 | 0 | 200000 | 0 | 200000 | 0 | 200000 | 0 | 200000 | 0 | 200000 | 0 | 200000 | 0 | 200000 | 0 | 200000 | 0
| 200000 | 0 | 200000 | 0 | 200000 | 0 | 200000 | 0 | 200000 | 0 | 200000 | 0 | 200000 | 0 | 200000 | 0 | 200000 | 0 | 200000 | 0 | 200000 | 0 | 200000 | 0 | 200000 | 0 | 200000 | 0 | 200000 | 0
| 200000 | 0 | 200000 | 0 | 200000 | 0 | 200000 | 0 | 200000 | 0 | 200000 | 0 | 200000 | 0 | 200000 | 0 | 200000 | 0 | 200000 | 0 | 200000 | 0 | 200000 | 0 | 200000 | 0 | 200000 | 0 | 200000 | 0
| 200000 | 0 | 200000 | 0 | 200000 | 0 | 200000 | 0 | 200000 | 0 | 200000 | 0 | 200000 | 0 | 200000 | 0 | 200000 | 0 | 200000 | 0 | 200000 | 0 | 200000 | 0 | 200000 | 0 | 200000 | 0 | 200000 | 0
| 200000 | 0 | 200000 | 0 | 200000 | 0 | 200000 | 0 | 200000 | 0 | 200000 | 0 | 200000 | 0 | 200000 | 0 | 200000 | 0 | 200000 | 0 | 200000 | 0 | 200000 | 0 | 200000 | 0 | 200000 | 0 | 200000 | 0
| 200000 | 0 | 200000 | 0 | 200000 | 0 | 200000 | 0 | 200000 | 0 | 200000 | 0 | 200000 | 0 | 200000 | 0 | 200000 | 0 | 200000 | 0 | 200000 | 0 | 200000 | 0 | 200000 | 0 | 200000 | 0 | 200000 | 0
| 200000 | 0 | 200000 | 0 | 200000 | 0 | 200000 | 0 | 200000 | 0 | 200000 | 0 | 200000 | 0 | 200000 | 0 | 200000 | 0 | 200000 | 0 | 200000 | 0 | 200000 | 0 | 200000 | 0 | 200000 | 0 | 200000 | 0
| 200000 | 0 | 200000 | 0 | 200000 | 0 | 200000 | 0 | 200000 | 0 | 200000 | 0 | 200000 | 0 | 200000 | 0 | 200000 | 0 | 200000 | 0 | 200000 | 0 | 200000 | 0 | 200000 | 0 | 200000 | 0 | 200000 | 0
| 200000 | 0 | 200000 | 0 | 200000 | 0 | 200000 | 0 | 200000 | 0 | 200000 | 0 | 200000 | 0 | 200000 | 0 | 200000 | 0 | 200000 | 0 | 200000 | 0 | 200000 | 0 | 200000 | 0 | 200000 | 0 | 200000 | 0
| 200000 | 0 | 200000 | 0 | 200000 | 0 | 200000 | 0 | 200000 | 0 | 200000 | 0 | 200000 | 0 | 200000 | 0 | 200000 | 0 | 200000 | 0 | 200000 | 0 | 200000 | 0 | 200000 | 0 | 200000 | 0 | 200000 | 0
| 200000 | 0 | 200000 | 0 | 200000 | 0 | 200000 | 0 | 200000 | 0 | 200000 | 0 | 200000 | 0 | 200000 | 0 | 200000 | 0 | 200000 | 0 | 200000 | 0 | 200000 | 0 | 200000 | 0 | 200000 | 0 | 200000 | 0
| 200000 | 0 | 200000 | 0 | 200000 | 0 | 200000 | 0 | 200000 | 0 | 200000 | 0 | 200000 | 0 | 200000 | 0 | 200000 | 0 | 200000 | 0 | 200000 | 0 | 200000 | 0 | 200000 | 0 | 200000 | 0 | 200000 | 0
| 200000 | 0 | 200000 | 0 | 200000 | 0 | 200000 | 0 | 200000 | 0 | 200000 | 0 | 200000 | 0 | 200000 | 0 | 200000 | 0 | 200000 | 0 | 200000 | 0 | 200000 | 0 | 200000 | 0 | 200000 | 0 | 200000 | 0
| 200000 | 0 | 200000 | 0 | 200000 | 0 | 200000 | 0 | 200000 | 0 | 200000 | 0 | 200000 | 0 | 200000 | 0 | 200000 | 0 | 200000 | 0 | 200000 | 0 | 200000 | 0 | 200000 | 0 | 200000 | 0 | 200000 | 0
| 200000 | 0 | 200000 | 0 | 200000 | 0 | 200000 | 0 | 200000 | 0 | 200000 | 0 | 200000 | 0 | 200000 | 0 | 200000 | 0 | 200000 | 0 | 200000 | 0 | 200000 | 0 | 200000 | 0 | 200000 | 0 | 200000 | 0
| 200000 | 0 | 200000 | 0 | 200000 | 0 | 200000 | 0 | 200000 | 0 | 200000 | 0 | 200000 | 0 | 200000 | 0 | 200000 | 0 | 200000 | 0 | 200000 | 0 | 200000 | 0 | 200000 | 0 | 200000 | 0 | 200000 | 0
| 200000 | 0 | 200000 | 0 | 200000 | 0 | 200000 | 0 | 200000 | 0 | 200000 | 0 | 200000 | 0 | 200000 | 0 | 200000 | 0 | 200000 | 0 | 200000 | 0 | 200000 | 0 | 200000 | 0 | 200000 | 0 | 200000 | 0
| 200000 | 0 | 200000 | 0 | 200000 | 0 | 200000 | 0 | 200000 | 0 | 200000 | 0 | 200000 | 0 | 200000 | 0 | 200000 | 0 | 200000 | 0 | 200000 | 0 | 200000 | 0 | 200000 | 0 | 200000 | 0 | 200000 | 0
| 200000 | 0 | 200000 | 0 | 200000 | 0 | 200000 | 0 | 200000 | 0 | 200000 | 0 | 200000 | 0 | 200000 | 0 | 200000 | 0 | 200000 | 0 | 200000 | 0 | 200000 | 0 | 200000 | 0 | 200000 | 0 | 200000 | 0
| 200000 | 0 | 200000 | 0 | 200000 | 0 | 200000 | 0 | 200000 | 0 | 200000 | 0 | 200000 | 0 | 200000 | 0 | 200000 | 0 | 200000 | 0 | 200000 | 0 | 200000 | 0 | 200000 | 0 | 200000 | 0 | 200000 | 0
| 200000 | 0 | 200000 | 0 | 200000 | 0 | 200000 | 0 | 200000 | 0 | 200000 | 0 | 200000 | 0 | 200000 | 0 | 200000 | 0 | 200000 | 0 | 200000 | 0 | 200000 | 0 | 200000 | 0 | 200000 | 0 | 200000 | 0
| 200000 | 0 | 200000 | 0 | 200000 | 0 | 200000 | 0 | 200000 | 0 | 200000 | 0 | 200000 | 0 | 200000 | 0 | 200000 | 0 | 200000 | 0 | 200000 | 0 | 200000 | 0 | 200000 | 0 | 200000 | 0 | 200000 | 0
| 200000 | 0 | 200000 | 0 | 200000 | 0 | 200000 | 0 | 200000 | 0 | 200000 | 0 | 200000 | 0 | 200000 | 0 | 200000 | 0 | 200000 | 0 | 200000 | 0 | 200000 | 0 | 200000 | 0 | 200000 | 0 | 200000 | 0
| 200000 | 0 | 200000 | 0 | 200000 | 0 | 200000 | 0 | 200000 | 0 | 200000 | 0 | 200000 | 0 | 200000 | 0 | 200000 | 0 | 200000 | 0 | 200000 | 0 | 200000 | 0 | 200000 | 0 | 200000 | 0 | 200000 | 0
| 200000 | 0 | 200000 | 0 | 200000 | 0 | 200000 | 0 | 200000 | 0 | 200000 | 0 | 200000 | 0 | 200000 | 0 | 200000 | 0 | 200000 | 0 | 200000 | 0 | 200000 | 0 | 200000 | 0 | 200000 | 0 | 200000 | 0
| 200000 | 0 | 200000 | 0 | 200000 | 0 | 200000 | 0 | 200000 | 0 | 200000 | 0 | 200000 | 0 | 200000 | 0 | 200000 | 0 | 200000 | 0 | 200000 | 0 | 200000 | 0 | 200000 | 0 | 200000 | 0 | 200000 | 0
| 200000 | 0 | 200000 | 0 | 200000 | 0 | 200000 | 0 | 200000 | 0 | 200000 | 0 | 200000 | 0 | 200000 | 0 | 200000 | 0 | 200000 | 0 | 200000 | 0 | 200000 | 0 | 200000 | 0 | 200000 | 0 | 200000 | 0
| 200000 | 0 | 200000 | 0 | 200000 | 0 | 200000 | 0 | 200000 | 0 | 200000 | 0 | 200000 | 0 | 200000 | 0 | 200000 | 0 | 200000 | 0 | 200000 | 0 | 200000 | 0 | 200000 | 0 | 200000 | 0 | 200000 | 0
| 200000 | 0 | 200000 | 0 | 200000 | 0 | 200000 | 0 | 200000 | 0 | 200000 | 0 | 200000 | 0 | 200000 | 0 | 200000 | 0 | 200000 | 0 | 200000 | 0 | 200000 | 0 | 200000 | 0 | 200000 | 0 | 200000 | 0
| 200000 | 0 | 200000 | 0 | 200000 | 0 | 200000 | 0 | 200000 | 0 | 200000 | 0 | 200000 | 0 | 200000 | 0 | 200000 | 0 | 200000 | 0 | 200000 | 0 | 200000 | 0 | 200000 | 0 | 200000 | 0 | 200000 | 0
| 200000 | 0 | 200000 | 0 | 200000 | 0 | 200000 | 0 | 200000 | 0 | 200000 | 0 | 200000 | 0 | 200000 | 0 | 200000 | 0 | 200000 | 0 | 200000 | 0 | 200000 | 0 | 200000 | 0 | 200000 | 0 | 200000 | 0
| 200000 | 0 | 200000 | 0 | 200000 | 0 | 200000 | 0 | 200000 | 0 | 200000 | 0 | 200000 | 0 | 200000 | 0 | 200000 | 0 | 200000 | 0 | 200000 | 0 | 200000 | 0 | 200000 | 0 | 200000 | 0 | 200000 | 0
| 200000 | 0 | 200000 | 0 | 200000 | 0 | 200000 | 0 | 200000 | 0 | 200000 | 0 | 200000 | 0 | 200000 | 0 | 200000 | 0 | 200000 | 0 | 200000 | 0 | 200000 | 0 | 200000 | 0 | 200000 | 0 | 200000 | 0
| 200000 | 0 | 200000 | 0 | 200000 | 0 | 200000 | 0 | 200000 | 0 | 200000 | 0 | 200000 | 0 | 200000 | 0 | 200000 | 0 | 200000 | 0 | 200000 | 0 | 200000 | 0 | 200000 | 0 | 200000 | 0 | 200000 | 0
| 200000 | 0 | 200000 | 0 | 200000 | 0 | 200000 | 0 | 200000 | 0 | 200000 | 0 | 200000 | 0 | 200000 | 0 | 200000 | 0 | 200000 | 0 | 200000 | 0 | 200000 | 0 | 200000 | 0 | 200000 | 0 | 200000 | 0
| 200000 | 0 | 200000 | 0 | 200000 | 0 | 200000 | 0 | 200000 | 0 | 200000 | 0 | 200000 | 0 | 200000 | 0 | 200000 | 0 | 200000 | 0 | 200000 | 0 | 200000 | 0 | 200000 | 0 | 200000 | 0 | 200000 | 0
| 200000 | 0 | 200000 | 0 | 200000 | 0 | 200000 | 0 | 200000 | 0 | 200000 | 0 | 200000 | 0 | 200000 | 0 | 200000 | 0 | 200000 | 0 | 200000 | 0 | 200000 | 0 | 200000 | 0 | 200000 | 0 | 200000 | 0
| 200000 | 0 | 200000 | 0 | 200000 | 0 | 200000 | 0 | 200000 | 0 | 200000 | 0 | 200000 | 0 | 200000 | 0 | 200000 | 0 | 200000 | 0 | 200000 | 0 | 200000 | 0 | 200000 | 0 | 200000 | 0 | 200000 | 0
| 200000 | 0 | 200000 | 0 | 200000 | 0 | 200000 | 0 | 200000 | 0 | 200000 | 0 | 200000 | 0 | 200000 | 0 | 200000 | 0 | 200000 | 0 | 200000 | 0 | 200000 | 0 | 200000 | 0 | 200000 | 0 | 200000 | 0
| 200000 | 0 | 200000 | 0 | 200000 | 0 | 200000 | 0 | 200000 | 0 | 200000 | 0 | 200000 | 0 | 200000 | 0 | 200000 | 0 | 200000 | 0 | 200000 | 0 | 200000 | 0 | 200000 | 0 | 200000 | 0 | 200000 | 0
| 200000 | 0 | 200000 | 0 | 200000 | 0 | 200000 | 0 | 200000 | 0 | 200000 | 0 | 200000 | 0 | 200000 | 0 | 200000 | 0 | 200000 | 0 | 200000 | 0 | 200000 | 0 | 200000 | 0 | 200000 | 0 | 200000 | 0
| 200000 | 0 | 200000 | 0 | 200000 | 0 | 200000 | 0 | 200000 | 0 | 200000 | 0 | 200000 | 0 | 200000 | 0 | 200000 | 0 | 200000 | 0 | 200000 | 0 | 200000 | 0 | 200000 | 0 | 200000 | 0 | 200000 | 0
| 200000 | 0 | 200000 | 0 | 200000 | 0 | 200000 | 0 | 200000 | 0 | 200000 | 0 | 200000 | 0 | 200000 | 0 | 200000 | 0 | 200000 | 0 | 200000 | 0 | 200000 | 0 | 200000 | 0 | 200000 | 0 | 200000 | 0
| 200000 | 0 | 200000 | 0 | 200000 | 0 | 200000 | 0 | 200000 | 0 | 200000 | 0 | 200000 | 0 | 200000 | 0 | 200000 | 0 | 200000 | 0 | 200000 | 0 | 200000 | 0 | 200000 | 0 | 200000 | 0 | 200000 | 0
| 200000 | 0 | 200000 | 0 | 200000 | 0 | 200000 | 0 | 200000 | 0 | 200000 | 0 | 200000 | 0 | 200000 | 0 | 200000 | 0 | 200000 | 0 | 200000 | 0 | 200000 | 0 | 200000 | 0 | 200000 | 0 | 200000 | 0
| 200000 | 0 | 200000 | 0 | 200000 | 0 | 200000 | 0 | 200000 | 0 | 200000 | 0 | 200000 | 0 | 200000 | 0 | 200000 | 0 | 200000 | 0 | 200000 | 0 | 200000 | 0 | 200000 | 0 | 200000 | 0 | 200000 | 0
| 200000 | 0 | 200000 | 0 | 200000 | 0 | 200000 | 0 | 200000 | 0 | 200000 | 0 | 200000 | 0 | 200000 | 0 | 200000 | 0 | 200000 | 0 | 200000 | 0 | 200000 | 0 | 200000 | 0 | 200000 | 0 | 200000 | 0
| 200000 | 0 | 200000 | 0 | 200000 | 0 | 200000 | 0 | 200000 | 0 | 200000 | 0 | 200000 | 0 | 200000 | 0 | 200000 | 0 | 200000 | 0 | 200000 | 0 | 200000 | 0 | 200000 | 0 | 200000 | 0 | 200000 | 0
| 200000 | 0 | 200000 | 0 | 200000 | 0 | 200000 | 0 | 200000 | 0 | 200000 | 0 | 200000 | 0 | 200000 | 0 | 200000 | 0 | 200000 | 0 | 200000 | 0 | 200000 | 0 | 200000 | 0 | 200000 | 0 | 200000 | 0
| 200000 | 0 | 200000 | 0 | 200000 | 0 | 200000 | 0 | 200000 | 0 | 200000 | 0 | 200000 | 0 | 200000 | 0 | 200000 | 0 | 200000 | 0 | 200000 | 0 | 200000 | 0 | 200000 | 0 | 200000 | 0 | 200000 | 0
| 200000 | 0 | 200000 | 0 | 200000 | 0 | 200000 | 0 | 200000 | 0 | 200000 | 0 | 200000 | 0 | 200000 | 0 | 200000 | 0 | 200000 | 0 | 200000 | 0 | 200000 | 0 | 200000 | 0 | 200000 | 0 | 200000 | 0
| 200000 | 0 | 200000 | 0 | 200000 | 0 | 200000 | 0 | 200000 | 0 | 200000 | 0 | 200000 | 0 | 200000 | 0 | 200000 | 0 | 200000 | 0 | 200000 | 0 | 200000 | 0 | 200000 | 0 | 200000 | 0 | 200000 | 0
| 200000 | 0 | 200000 | 0 | 200000 | 0 | 200000 | 0 | 200000 | 0 | 200000 | 0 | 200000 | 0 | 200000 | 0 | 200000 | 0 | 200000 | 0 | 200000 | 0 | 200000 | 0 | 200000 | 0 | 200000 | 0 | 200000 | 0
| 200000 | 0 | 200000 | 0 | 200000 | 0 | 200000 | 0 | 200000 | 0 | 200000 | 0 | 200000 | 0 | 200000 | 0 | 200000 | 0 | 200000 | 0 | 200000 | 0 | 200000 | 0 | 200000 | 0 | 200000 | 0 | 200000 | 0
| 200000 | 0 | 200000 | 0 | 200000 | 0 | 200000 | 0 | 200000 | 0 | 200000 | 0 | 200000 | 0 | 200000 | 0 | 200000 | 0 | 200000 | 0 | 200000 | 0 | 200000 | 0 | 200000 | 0 | 200000 | 0 | 200000 | 0
| 200000 | 0 | 200000 | 0 | 200000 | 0 | 200000 | 0 | 200000 | 0 | 200000 | 0 | 200000 | 0 | 200000 | 0 | 200000 | 0 | 200000 | 0 | 200000 | 0 | 200000 | 0 | 200000 | 0 | 200000 | 0 | 200000 | 0
| 200000 | 0 | 200000 | 0 | 200000 | 0 | 200000 | 0 | 200000 | 0 | 200000 | 0 | 200000 | 0 | 200000 | 0 | 200000 | 0 | 200000 | 0 | 200000 | 0 | 200000 | 0 | 200000 | 0 | 200000 | 0 | 200000 | 0
| 200000 | 0 | 200000 | 0 | 200000 | 0 | 200000 | 0 | 200000 | 0 | 200000 | 0 | 200000 | 0 | 200000 | 0 | 200000 | 0 | 200000 | 0 | 200000 | 0 | 200000 | 0 | 200000 | 0 | 200000 | 0 | 200000 | 0
| 200000 | 0 | 200000 | 0 | 200000 | 0 | 200000 | 0 | 200000 | 0 | 200000 | 0 | 200000 | 0 | 200000 | 0 | 200000 | 0 | 200000 | 0 | 200000 | 0 | 200000 | 0 | 200000 | 0 | 200000 | 0 | 200000 | 0
| 200000 | 0 | 200000 | 0 | 200000 | 0 | 200000 | 0 | 200000 | 0 | 200000 | 0 | 200000 | 0 | 200000 | 0 | 200000 | 0 | 200000 | 0 | 200000 | 0 | 200000 | 0 | 200000 | 0 | 200000 | 0 | 200000 | 0
| 200000 | 0 | 200000 | 0 | 200000 | 0 | 200000 | 0 | 200000 | 0 | 200000 | 0 | 200000 | 0 | 200000 | 0 | 200000 | 0 | 200000 | 0 | 200000 | 0 | 200000 | 0 | 200000 | 0 | 200000 | 0 | 200000 | 0
| 200000 | 0 | 200000 | 0 | 200000 | 0 | 200000 | 0 | 200000 | 0 | 200000 | 0 | 200000 | 0 | 200000 | 0 | 200000 | 0 | 200000 | 0 | 200000 | 0 | 200000 | 0 | 200000 | 0 | 200000 | 0 | 200000 | 0
| 200000 | 0 | 200000 | 0 | 200000 | 0 | 200000 | 0 | 200000 | 0 | 200000 | 0 | 200000 | 0 | 200000 | 0 | 200000 | 0 | 200000 | 0 | 200000 | 0 | 200000 | 0 | 200000 | 0 | 200000 | 0 | 200000 | 0
| 200000 | 0 | 200000 | 0 | 200000 | 0 | 200000 | 0 | 200000 | 0 | 200000 | 0 | 200000 | 0 | 200000 | 0 | 200000 | 0 | 200000 | 0 | 200000 | 0 | 200000 | 0 | 200000 | 0 | 200000 | 0 | 200000 | 0
| 200000 | 0 | 200000 | 0 | 200000 | 0 | 200000 | 0 | 200000 | 0 | 200000 | 0 | 200000 | 0 | 200000 | 0 | 200000 | 0 | 200000 | 0 | 200000 | 0 | 200000 | 0 | 200000 | 0 | 200000 | 0 | 200000 | 0
| 200000 | 0 | 200000 | 0 | 200000 | 0 | 200000 | 0 | 200000 | 0 | 200000 | 0 | 200000 | 0 | 200000 | 0 | 200000 | 0 | 200000 | 0 | 200000 | 0 | 200000 | 0 | 200000 | 0 | 200000 | 0 | 200000 | 0
| 200000 | 0 | 200000 | 0 | 200000 | 0 | 200000 | 0 | 200000 | 0 | 200000 | 0 | 200000 | 0 | 200000 | 0 | 200000 | 0 | 200000 | 0 | 200000 | 0 | 200000 | 0 | 200000 | 0 | 200000 | 0 | 200000 | 0
| 200000 | 0 | 200000 | 0 | 200000 | 0 | 200000 | 0 | 200000 | 0 | 200000 | 0 | 200000 | 0 | 200000 | 0 | 200000 | 0 | 200000 | 0 | 200000 | 0 | 200000 | 0 | 200000 | 0 | 200000 | 0 | 200000 | 0
| 200000 | 0 | 200000 | 0 | 200000 | 0 | 200000 | 0 | 200000 | 0 | 200000 | 0 | 200000 | 0 | 200000 | 0 | 200000 | 0 | 200000 | 0 | 200000 | 0 | 200000 | 0 | 200000 | 0 | 200000 | 0 | 200000 | 0
| 200000 | 0 | 200000 | 0 | 200000 | 0 | 200000 | 0 | 200000 | 0 | 200000 | 0 | 200000 | 0 | 200000 | 0 | 200000 | 0 | 200000 | 0 | 200000 | 0 | 200000 | 0 | 200000 | 0 | 200000 | 0 | 200000 | 0
| 200000 | 0 | 200000 | 0 | 200000 | 0 | 200000 | 0 | 200000 | 0 | 200000 | 0 | 200000 | 0 | 200000 | 0 | 200000 | 0 | 200000 | 0 | 200000 | 0 | 200000 | 0 | 200000 | 0 | 200000 | 0 | 200000 | 0
| 200000 | 0 | 200000 | 0 | 200000 | 0 | 200000 | 0 | 200000 | 0 | 200000 | 0 | 200000 | 0 | 200000 | 0 | 200000 | 0 | 200000 | 0 | 200000 | 0 | 200000 | 0 | 200000 | 0 | 200000 | 0 | 200000 | 0
| 200000 | 0 | 200000 | 0 | 200000 | 0 | 200000 | 0 | 200000 | 0 | 200000 | 0 | 200000 | 0 | 200000 | 0 | 200000 | 0 | 200000 | 0 | 200000 | 0 | 200000 | 0 | 200000 | 0 | 200000 | 0 | 200000 | 0
| 200000 | 0 | 200000 | 0 | 200000 | 0 | 200000 | 0 | 200000 | 0 | 200000 | 0 | 200000 | 0 | 200000 | 0 | 200000 | 0 | 200000 | 0 | 200000 | 0 | 200000 | 0 | 200000 | 0 | 200000 | 0 | 200000 | 0
| 200000 | 0 | 200000 | 0 | 200000 | 0 | 200000 | 0 | 200000 | 0 | 200000 | 0 | 200000 | 0 | 200000 | 0 | 200000 | 0 | 200000 | 0 | 200000 | 0 | 200000 | 0 | 200000 | 0 | 200000 | 0 | 200000 | 0
| 200000 | 0 | 200000 | 0 | 200000 | 0 | 200000 | 0 | 200000 | 0 | 200000 | 0 | 200000 | 0 | 200000 | 0 | 200000 | 0 | 200000 | 0 | 200000 | 0 | 200000 | 0 | 200000 | 0 | 200000 | 0 | 200000 | 0
| 200000 | 0 | 200000 | 0 | 200000 | 0 | 200000 | 0 | 200000 | 0 | 200000 | 0 | 200000 | 0 | 200000 | 0 | 200000 | 0 | 200000 | 0 | 200000 | 0 | 200000 | 0 | 200000 | 0 | 200000 | 0 | 200000 | 0
| 200000 | 0 | 200000 | 0 | 200000 | 0 | 200000 | 0 | 200000 | 0 | 200000 | 0 | 200000 | 0 | 200000 | 0 | 200000 | 0 | 200000 | 0 | 200000 | 0 | 200000 | 0 | 200000 | 0 | 200000 | 0 | 200000 | 0
| 200000 | 0 | 200000 | 0 | 200000 | 0 | 200000 | 0 | 200000 | 0 | 200000 | 0 | 200000 | 0 | 200000 | 0 | 200000 | 0 | 200000 | 0 | 200000 | 0 | 200000 | 0 | 200000 | 0 | 200000 | 0 | 200000 | 0
| 200000 | 0 | 200000 | 0 | 200000 | 0 | 200000 | 0 | 200000 | 0 | 200000 | 0 | 200000 | 0 | 200000 | 0 | 200000 | 0 | 200000 | 0 | 200000 | 0 | 200000 | 0 | 200000 | 0 | 200000 | 0 | 200000 | 0
| 200000 | 0 | 200000 | 0 | 200000 | 0 | 200000 | 0 | 200000 | 0 | 200000 | 0 | 200000 | 0 | 200000 | 0 | 200000 | 0 | 200000 | 0 | 200000 | 0 | 200000 | 0 | 200000 | 0 | 200000 | 0 | 200000 | 0
| 200000 | 0 | 200000 | 0 | 200000 | 0 | 200000 | 0 | 200000 | 0 | 200000 | 0 | 200000 | 0 | 200000 | 0 | 200000 | 0 | 200000 | 0 | 200000 | 0 | 200000 | 0 | 200000 | 0 | 200000 | 0 | 200000 | 0
| 200000 | 0 | 200000 | 0 | 200000 | 0 | 200000 | 0 | 200000 | 0 | 200000 | 0 | 200000 | 0 | 200000 | 0 | 200000 | 0 | 200000 | 0 | 200000 | 0 | 200000 | 0 | 200000 | 0 | 200000 | 0 | 200000 | 0
| 200000 | 0 | 200000 | 0 | 200000 | 0 | 200000 | 0 | 200000 | 0 | 200000 | 0 | 200000 | 0 | 200000 | 0 | 200000 | 0 | 200000 | 0 | 200000 | 0 | 200000 | 0 | 200000 | 0 | 200000 | 0 | 200000 | 0
| 200000 | 0 | 200000 | 0 | 200000 | 0 | 200000 | 0 | 200000 | 0 | 200000 | 0 | 200000 | 0 | 200000 | 0 | 200000 | 0 | 200000 | 0 | 200000 | 0 | 200000 | 0 | 200000 | 0 | 200000 | 0 | 200000 | 0
| 200000 | 0 | 200000 | 0 | 200000 | 0 | 200000 | 0 | 200000 | 0 | 200000 | 0 | 200000 | 0 | 200000 | 0 | 200000 | 0 | 200000 | 0 | 200000 | 0 | 200000 | 0 | 200000 | 0 | 200000 | 0 | 200000 | 0
| 200000 | 0 | 200000 | 0 | 200000 | 0 | 200000 | 0 | 200000 | 0 | 200000 | 0 | 200000 | 0 | 200000 | 0 | 200000 | 0 | 200000 | 0 | 200000 | 0 | 200000 | 0 | 200000 | 0 | 200000 | 0 | 200000 | 0
| 200000 | 0 | 200000 | 0 | 200000 | 0 | 200000 | 0 | 200000 | 0 | 200000 | 0 | 200000 | 0 | 200000 | 0 | 200000 | 0 | 200000 | 0 | 200000 | 0 | 200000 | 0 | 200000 | 0 | 200000 | 0 | 200000 | 0
| 200000 | 0 | 200000 | 0 | 200000 | 0 | 200000 | 0 | 200000 | 0 | 200000 | 0 | 200000 | 0 | 200000 | 0 | 200000 | 0 | 200000 | 0 | 200000 | 0 | 200000 | 0 | 200000 | 0 | 200000 | 0 | 200000 | 0
| 200000 | 0 | 200000 | 0 | 200000 | 0 | 200000 | 0 | 200000 | 0 | 200000 | 0 | 200000 | 0 | 200000 | 0 | 200000 | 0 | 200000 | 0 | 200000 | 0 | 200000 | 0 | 200000 | 0 | 200000 | 0 | 200000 | 0
| 200000 | 0 | 200000 | 0 | 200000 | 0 | 200000 | 0 | 200000 | 0 | 200000 | 0 | 200000 | 0 | 200000 | 0 | 200000 | 0 | 200000 | 0 | 200000 | 0 | 200000 | 0 | 200000 | 0 | 200000 | 0 | 200000 | 0
| 200000 | 0 | 200000 | 0 | 200000 | 0 | 200000 | 0 | 200000 | 0 | 200000 | 0 | 200000 | 0 | 200000 | 0 | 200000 | 0 | 200000 | 0 | 200000 | 0 | 200000 | 0 | 200000 | 0 | 200000 | 0 | 200000 | 0
| 200000 | 0 | 200000 | 0 | 200000 | 0 | 200000 | 0 | 200000 | 0 | 200000 | 0 | 200000 | 0 | 200000 | 0 | 200000 | 0 | 200000 | 0 | 200000 | 0 | 200000 | 0 | 200000 | 0 | 200000 | 0 | 200000 | 0
| 200000 | 0 | 200000 | 0 | 200000 | 0 | 200000 | 0 | 200000 | 0 | 200000 | 0 | 200000 | 0 | 200000 | 0 | 200000 | 0 | 200000 | 0 | 200000 | 0 | 200000 | 0 | 200000 | 0 | 200000 | 0 | 200000 | 0
| 200000 | 0 | 200000 | 0 | 200000 | 0 | 200000 | 0 | 200000 | 0 | 200000 | 0 | 200000 | 0 | 200000 | 0 | 200000 | 0 | 200000 | 0 | 200000 | 0 | 200000 | 0 | 200000 | 0 | 200000 | 0 | 200000 | 0
| 200000 | 0 | 200000 | 0 | 200000 | 0 | 200000 | 0 | 200000 | 0 | 200000 | 0 | 200000 | 0 | 200000 | 0 | 200000 | 0 | 200000 | 0 | 200000 | 0 | 200000 | 0 | 200000 | 0 | 200000 | 0 | 200000 | 0
| 200000 | 0 | 200000 | 0 | 200000 | 0 | 200000 | 0 | 200000 | 0 | 200000 | 0 | 200000 | 0 | 200000 | 0 | 200000 | 0 | 200000 | 0 | 200000 | 0 | 200000 | 0 | 200000 | 0 | 200000 | 0 | 200000 | 0
| 200000 | 0 | 200000 | 0 | 200000 | 0 | 200000 | 0 | 200000 | 0 | 200000 | 0 | 200000 | 0 | 200000 | 0 | 200000 | 0 | 200000 | 0 | 200000 | 0 | 200000 | 0 | 200000 | 0 | 200000 | 0 | 200000 | 0
| 200000 | 0 | 200000 | 0 | 200000 | 0 | 200000 | 0 | 200000 | 0 | 200000 | 0 | 200000 | 0 | 200000 | 0 | 200000 | 0 | 200000 | 0 | 200000 | 0 | 200000 | 0 | 200000 | 0 | 200000 | 0 | 200000 | 0
| 200000 | 0 | 200000 | 0 | 200000 | 0 | 200000 | 0 | 200000 | 0 | 200000 | 0 | 200000 | 0 | 200000 | 0 | 200000 | 0 | 200000 | 0 | 200000 | 0 | 200000 | 0 | 200000 | 0 | 200000 | 0 | 200000 | 0
| 200000 | 0 | 200000 | 0 | 200000 | 0 | 200000 | 0 | 200000 | 0 | 200000 | 0 | 200000 | 0 | 200000 | 0 | 200000 | 0 | 200000 | 0 | 200000 | 0 | 200000 | 0 | 200000 | 0 | 200000 | 0 | 200000 | 0
| 200000 | 0 | 200000 | 0 | 200000 | 0 | 200000 | 0 | 200000 | 0 | 200000 | 0 | 200000 | 0 | 200000 | 0 | 200000 | 0 | 200000 | 0 | 200000 | 0 | 200000 | 0 | 200000 | 0 | 200000 | 0 | 200000 | 0
| 200000 | 0 | 200000 | 0 | 200000 | 0 | 200000 | 0 | 200000 | 0 | 200000 | 0 | 200000 | 0 | 200000 | 0 | 200000 | 0 | 200000 | 0 | 200000 | 0 | 200000 | 0 | 200000 | 0 | 200000 | 0 | 200000 | 0
| 200000 | 0 | 200000 | 0 | 200000 | 0 | 200000 | 0 | 200000 | 0 | 200000 | 0 | 200000 | 0 | 200000 | 0 | 200000 | 0 | 200000 | 0 | 200000 | 0 | 200000 | 0 | 200000 | 0 | 200000 | 0 | 200000 | 0
| 200000 | 0 | 200000 | 0 | 200000 | 0 | 200000 | 0 | 200000 | 0 | 200000 | 0 | 200000 | 0 | 200000 | 0 | 200000 | 0 | 200000 | 0 | 200000 | 0 | 200000 | 0 | 200000 | 0 | 200000 | 0 | 200000 | 0
| 200000 | 0 | 200000 | 0 | 200000 | 0 | 200000 | 0 | 200000 | 0 | 200000 | 0 | 200000 | 0 | 200000 | 0 | 200000 | 0 | 200000 | 0 | 200000 | 0 | 200000 | 0 | 200000 | 0 | 200000 | 0 | 200000 | 0
| 200000 | 0 | 200000 | 0 | 200000 | 0 | 200000 | 0 | 200000 | 0 | 200000 | 0 | 200000 | 0 | 200000 | 0 | 200000 | 0 | 200000 | 0 | 200000 | 0 | 200000 | 0 | 200000 | 0 | 200000 | 0 | 200000 | 0
| 200000 | 0 | 200000 | 0 | 200000 | 0 | 200000 | 0 | 200000 | 0 | 200000 | 0 | 200000 | 0 | 200000 | 0 | 200000 | 0 | 200000 | 0 | 200000 | 0 | 200000 | 0 | 200000 | 0 | 200000 | 0 | 200000 | 0
| 200000 | 0 | 200000 | 0 | 200000 | 0 | 200000 | 0 | 200000 | 0 | 200000 | 0 | 200000 | 0 | 200000 | 0 | 200000 | 0 | 200000 | 0 | 200000 | 0 | 200000 | 0 | 200000 | 0 | 200000 | 0 | 200000 | 0
| 200000 | 0 | 200000 | 0 | 200000 | 0 | 200000 | 0 | 200000 | 0 | 200000 | 0 | 200000 | 0 | 200000 | 0 | 200000 | 0 | 200000 | 0 | 200000 | 0 | 200000 | 0 | 200000 | 0 | 200000 | 0 | 200000 | 0
| 200000 | 0 | 200000 | 0 | 200000 | 0 | 200000 | 0 | 200000 | 0 | 200000 | 0 | 200000 | 0 | 200000 | 0 | 200000 | 0 | 200000 | 0 | 200000 | 0 | 200000 | 0 | 200000 | 0 | 200000 | 0 | 200000 | 0
| 200000 | 0 | 200000 | 0 | 200000 | 0 | 200000 | 0 | 200000 | 0 | 200000 | 0 | 200000 | 0 | 200000 | 0 | 200000 | 0 | 200000 | 0 | 200000 | 0 | 200000 | 0 | 200000 | 0 | 200000 | 0 | 200000 | 0
| 200000 | 0 | 200000 | 0 | 200000 | 0 | 200000 | 0 | 200000 | 0 | 200000 | 0 | 200000 | 0 | 200000 | 0 | 200000 | 0 | 200000 | 0 | 200000 | 0 | 200000 | 0 | 200000 | 0 | 200000 | 0 | 200000 | 0
| 200000 | 0 | 200000 | 0 | 200000 | 0 | 200000 | 0 | 200000 | 0 | 200000 | 0 | 200000 | 0 | 200000 | 0 | 200000 | 0 | 200000 | 0 | 200000 | 0 | 200000 | 0 | 200000 | 0 | 200000 | 0 | 200000 | 0
| 200000 | 0 | 200000 | 0 | 200000 | 0 | 200000 | 0 | 200000 | 0 | 200000 | 0 | 200000 | 0 | 200000 | 0 | 200000 | 0 | 200000 | 0 | 200000 | 0 | 200000 | 0 | 200000 | 0 | 200000 | 0 | 200000 | 0
| 200000 | 0 | 200000 | 0 | 200000 | 0 | 200000 | 0 | 200000 | 0 | 200000 | 0 | 200000 | 0 | 200000 | 0 | 200000 | 0 | 200000 | 0 | 200000 | 0 | 200000 | 0 | 200000 | 0 | 200000 | 0 | 200000 | 0
| 200000 | 0 | 200000 | 0 | 200000 | 0 | 200000 | 0 | 200000 | 0 | 200000 | 0 | 200000 | 0 | 200000 | 0 | 200000 | 0 | 200000 | 0 | 200000 | 0 | 200000 | 0 | 200000 | 0 | 200000 | 0 | 200000 | 0
| 200000 | 0 | 200000 | 0 | 200000 | 0 | 200000 | 0 | 200000 | 0 | 200000 | 0 | 200000 | 0 | 200000 | 0 | 200000 | 0 | 200000 | 0 | 200000 | 0 | 200000 | 0 | 200000 | 0 | 200000 | 0 | 200000 | 0
| 200000 | 0 | 200000 | 0 | 200000 | 0 | 200000 | 0 | 200000 | 0 | 200000 | 0 | 200000 | 0 | 200000 | 0 | 200000 | 0 | 200000 | 0 | 200000 | 0 | 200000 | 0 | 200000 | 0 | 200000 | 0 | 200000 | 0
| 200000 | 0 | 200000 | 0 | 200000 | 0 | 200000 | 0 | 200000 | 0 | 200000 | 0 | 200000 | 0 | 200000 | 0 | 200000 | 0 | 200000 | 0 | 200000 | 0 | 200000 | 0 | 200000 | 0 | 200000 | 0 | 200000 | 0
| 200000 | 0 | 200000 | 0 | 200000 | 0 | 200000 | 0 | 200000 | 0 | 200000 | 0 | 200000 | 0 | 200000 | 0 | 200000 | 0 | 200000 | 0 | 200000 | 0 | 200000 | 0 | 200000 | 0 | 200000 | 0 | 200000 | 0
| 200000 | 0 | 200000 | 0 | 200000 | 0 | 200000 | 0 | 200000 | 0 | 200000 | 0 | 200000 | 0 | 200000 | 0 | 200000 | 0 | 200000 | 0 | 200000 | 0 | 200000 | 0 | 200000 | 0 | 200000 | 0 | 200000 | 0
| 200000 | 0 | 200000 | 0 | 200000 | 0 | 200000 | 0 | 200000 | 0 | 200000 | 0 | 200000 | 0 | 200000 | 0 | 200000 | 0 | 200000 | 0 | 200000 | 0 | 200000 | 0 | 200000 | 0 | 200000 | 0 | 200000 | 0
| 200000 | 0 | 200000 | 0 | 200000 | 0 | 200000 | 0 | 200000 | 0 | 200000 | 0 | 200000 | 0 | 200000 | 0 | 200000 | 0 | 200000 | 0 | 200000 | 0 | 200000 | 0 | 200000 | 0 | 200000 | 0 | 200000 | 0
| 200000 | 0 | 200000 | 0 | 200000 | 0 | 200000 | 0 | 200000 | 0 | 200000 | 0 | 200000 | 0 | 200000 | 0 | 200000 | 0 | 200000 | 0 | 200000 | 0 | 200000 | 0 | 200000 | 0 | 200000 | 0 | 200000 | 0
| 200000 | 0 | 200000 | 0 | 200000 | 0 | 200000 | 0 | 200000 | 0 | 200000 | 0 | 200000 | 0 | 200000 | 0 | 200000 | 0 | 200000 | 0 | 200000 | 0 | 200000 | 0 | 200000 | 0 | 200000 | 0 | 200000 | 0
| 200000 | 0 | 200000 | 0 | 200000 | 0 | 200000 | 0 | 200000 | 0 | 200000 | 0 | 200000 | 0 | 200000 | 0 | 200000 | 0 | 200000 | 0 | 200000 | 0 | 200000 | 0 | 200000 | 0 | 200000 | 0 | 200000 | 0
Drawing the target LCOE front
Meq | 0.0001 |  | 0.0001 |  | 0.0001 |  | 0.0001 |  | 0.0001 |  | 0.0001 |  | 0.0001 |  | 0.0001 |  | 0.0001 |  | 0.0001 |  | 0.0001 |  | 0.0001 |  | 0.0001 |  | 0.0001 |  | 0.0001
M2 | 616900 |  | 616900 |  | 616900 |  | 616900 |  | 616900 |  | 616900 |  | 616900 |  | 616900 |  | 616900 |  | 616900 |  | 616900 |  | 616900 |  | 616900 |  | 616900 |  | 616900
WhYear | 73050079.2199 |  | 84747544.5753 |  | 98318116.232 |  | 114061737.8153 |  | 132326368.7676 |  | 153515713.0466 |  | 178098087.4052 |  | 206616823.7226 |  | 239702249.2174 |  | 278085624.4026 |  | 322615309.0683 |  | 374255114.4051 |  | 433675343.1174 |  | 501520919.6444 |  | 578034936.8091
CF | 4.1695 |  | 4.8372 |  | 5.6118 |  | 6.5104 |  | 7.5529 |  | 8.7623 |  | 10.1654 |  | 11.7932 |  | 13.6816 |  | 15.8725 |  | 18.4141 |  | 21.3616 |  | 24.7532 |  | 28.6256 |  | 32.9929
AEP | 73050.0792 |  | 84747.5446 |  | 98318.1162 |  | 114061.7378 |  | 132326.3688 |  | 153515.713 |  | 178098.0874 |  | 206616.8237 |  | 239702.2492 |  | 278085.6244 |  | 322615.3091 |  | 374255.1144 |  | 433675.3431 |  | 501520.9196 |  | 578034.9368
M1v (Cpmu) | 0.1 |  | 0.11601 |  | 0.13459 |  | 0.15614 |  | 0.18114 |  | 0.21015 |  | 0.2438 |  | 0.28284 |  | 0.32813 |  | 0.38068 |  | 0.44164 |  | 0.51235 |  | 0.5944 |  | 0.68958 |  | 0.8
| Pelec | WhYear | Pelec | WhYear | Pelec | WhYear | Pelec | WhYear | Pelec | WhYear | Pelec | WhYear | Pelec | WhYear | Pelec | WhYear | Pelec | WhYear | Pelec | WhYear | Pelec | WhYear | Pelec | WhYear | Pelec | WhYear | Pelec | WhYear | Pelec | WhYear
| 0 | 0 | 0 | 0 | 0 | 0 | 0 | 0 | 0 | 0 | 0 | 0 | 0 | 0 | 0 | 0 | 0 | 0 | 0 | 0 | 0 | 0 | 0 | 0 | 0 | 0 | 0 | 0 | 0 | 0
| 0 | 0 | 0 | 0 | 0 | 0 | 0 | 0 | 0 | 0 | 0 | 0 | 0 | 0 | 0 | 0 | 0 | 0 | 0 | 0 | 0 | 0 | 0 | 0 | 0 | 0 | 0 | 0 | 0 | 0
| 0 | 0 | 0 | 0 | 0 | 0 | 0 | 0 | 0 | 0 | 0 | 0 | 0 | 0 | 0 | 0 | 0 | 0 | 0 | 0 | 0 | 0 | 0 | 0 | 0 | 0 | 0 | 0 | 0 | 0
| 0 | 0 | 0 | 0 | 0 | 0 | 0 | 0 | 0 | 0 | 0 | 0 | 0 | 0 | 0 | 0 | 0 | 0 | 0 | 0 | 0 | 0 | 0 | 0 | 0 | 0 | 0 | 0 | 0 | 0
| 0 | 0 | 0 | 0 | 0 | 0 | 0 | 0 | 0 | 0 | 0 | 0 | 0 | 0 | 0 | 0 | 0 | 0 | 0 | 0 | 0 | 0 | 0 | 0 | 0 | 0 | 0 | 0 | 0 | 0
| 0 | 0 | 0 | 0 | 0 | 0 | 0 | 0 | 0 | 0 | 0 | 0 | 0 | 0 | 0 | 0 | 0 | 0 | 0 | 0 | 0 | 0 | 0 | 0 | 0 | 0 | 0 | 0 | 0 | 0
| 83.2815 | 2081.7999 | 96.6173 | 2415.1572 | 112.0886 | 2801.8948 | 130.0373 | 3250.5606 | 150.86 | 3771.0707 | 175.0172 | 4374.9301 | 203.0426 | 5075.4849 | 235.5557 | 5888.2191 | 273.275 | 6831.096 | 317.0344 | 7924.9553 | 367.8009 | 9193.9736 | 426.6967 | 10666.199 | 495.0233 | 12374.1709 | 574.2911 | 14355.6392 | 666.252 | 16654.3988
| 132.2479 | 4594.2239 | 153.4247 | 5329.8942 | 177.9925 | 6183.3668 | 206.4944 | 7173.5057 | 239.5602 | 8322.1944 | 277.9208 | 9654.8225 | 322.4241 | 11200.8432 | 374.0537 | 12994.4273 | 433.9506 | 15075.2169 | 503.4389 | 17489.2023 | 584.0542 | 20289.7377 | 677.5785 | 23538.7209 | 786.0787 | 27307.9619 | 911.953 | 31680.7689 | 1057.9835 | 36753.7909
| 197.408 | 10318.4024 | 229.0188 | 11970.682 | 265.6915 | 13887.5399 | 308.2365 | 16111.3434 | 357.5942 | 18691.2422 | 414.8555 | 21684.2599 | 481.2861 | 25156.5468 | 558.3541 | 29184.849 | 647.763 | 33858.201 | 751.4889 | 39279.8941 | 871.8244 | 45569.7601 | 1011.4291 | 52866.8177 | 1173.3887 | 61332.3487 | 1361.2827 | 71153.4598 | 1579.264 | 82547.2193
| 281.0751 | 19030.7348 | 326.0834 | 22078.1149 | 378.299 | 25613.4698 | 438.8758 | 29714.9395 | 509.1527 | 34473.1732 | 590.683 | 39993.3423 | 685.2687 | 46397.451 | 795.0003 | 53827.046 | 922.3032 | 62446.3379 | 1069.9911 | 72445.832 | 1241.3281 | 84046.5397 | 1440.1012 | 97504.8603 | 1670.7038 | 113118.2537 | 1938.2325 | 131231.8098 | 2248.6005 | 152245.8783
| 385.5625 | 33294.919 | 447.3024 | 38626.4144 | 518.9286 | 44811.6381 | 602.0244 | 51987.2991 | 698.4261 | 60311.9911 | 810.2647 | 69969.715 | 940.0119 | 81173.9214 | 1090.5354 | 94172.2511 | 1265.1622 | 109251.996 | 1467.7518 | 126746.4516 | 1702.7821 | 147042.285 | 1975.4475 | 170588.0755 | 2291.7747 | 197904.2392 | 2658.7552 | 229594.5228 | 3084.5 | 266359.3517
| 513.1837 | 53819.9234 | 595.3595 | 62438.0755 | 690.694 | 72436.2457 | 801.2945 | 84035.4187 | 929.6052 | 97491.955 | 1078.4623 | 113103.2849 | 1251.1558 | 131214.4426 | 1451.5026 | 152225.7299 | 1683.9309 | 176601.5429 | 1953.5777 | 204880.6404 | 2266.4029 | 237688.0548 | 2629.3206 | 275748.8964 | 3050.3521 | 319904.3977 | 3538.8031 | 371130.4915 | 4105.4695 | 430559.3874
| 666.252 | 97121.3603 | 772.9385 | 112673.3455 | 896.7087 | 130715.6583 | 1040.2981 | 151647.0791 | 1206.8804 | 175930.226 | 1400.1374 | 204101.8305 | 1624.3406 | 236784.5279 | 1884.4452 | 274700.6876 | 2186.2003 | 318688.3405 | 2536.2752 | 369719.7104 | 2942.4074 | 428922.7064 | 3413.5733 | 497605.835 | 3960.1867 | 577287.1515 | 4594.3289 | 669727.7867 | 5330.016 | 776970.8827
| 847.0808 | 158951.2014 | 982.7234 | 184403.962 | 1140.0862 | 213932.4538 | 1322.6476 | 248189.3306 | 1534.4423 | 287931.7247 | 1780.1516 | 334038.0639 | 2065.2061 | 387527.3685 | 2395.9063 | 449581.8858 | 2779.5613 | 521573.1579 | 3224.6508 | 605092.35 | 3741.0122 | 701985.426 | 4340.0582 | 814393.9195 | 5035.029 | 944802.3173 | 5841.2851 | 1096092.9292 | 6776.6465 | 1271609.6116
| 1057.9835 | 236175.1814 | 1227.3978 | 273993.7715 | 1423.9402 | 317868.2239 | 1651.9549 | 368768.2739 | 1916.4814 | 427818.8947 | 2223.3664 | 496325.2849 | 2579.3927 | 575801.5399 | 2992.4292 | 668004.2835 | 3471.6051 | 774971.4005 | 4027.5111 | 899067.0989 | 4672.434 | 1043034.1755 | 5420.628 | 1210054.595 | 6288.6298 | 1403819.8936 | 7295.6242 | 1628612.7066 | 8463.868 | 1889401.4514
| 1301.2734 | 346770.7985 | 1509.6456 | 402298.9985 | 1751.3842 | 466718.8871 | 2031.8323 | 541454.3054 | 2357.1883 | 628157.0267 | 2734.6434 | 728743.4452 | 3172.5402 | 845436.6737 | 3680.5571 | 980815.9241 | 4269.9224 | 1137873.3776 | 4953.6625 | 1320080.3485 | 5746.8895 | 1531464.025 | 6667.1354 | 1776696.4152 | 7734.7396 | 2061197.7202 | 8973.2987 | 2391256.0388 | 10410.1875 | 2774166.3883
| 1579.264 | 629426.7879 | 1832.1506 | 730216.5218 | 2125.5317 | 847145.6397 | 2465.8919 | 982798.568 | 2860.7535 | 1140173.4554 | 3318.8443 | 1322748.7661 | 3850.2887 | 1534559.6922 | 4466.8331 | 1780287.7843 | 5182.1043 | 2065364.1773 | 6011.9116 | 2396089.6852 | 6974.5954 | 2779774.093 | 8091.433 | 3224897.6049 | 9387.1092 | 3741298.4762 | 10890.2612 | 4340390.2918 | 12634.112 | 5035414.303
| 1894.2686 | 1053694.5135 | 2197.5967 | 1222421.9837 | 2549.4964 | 1418167.6564 | 2957.7458 | 1645258.0013 | 3431.3677 | 1908712.0815 | 3980.8306 | 2214353.0342 | 4618.2785 | 2568935.9897 | 5357.8005 | 2980298.1171 | 6215.7419 | 3457531.4301 | 7211.0648 | 4011183.8323 | 8365.7683 | 4653492.2996 | 9705.3736 | 5398653.1528 | 11259.4891 | 6263136.1639 | 13062.4642 | 7266048.2918 | 15154.1485 | 8429556.1079
| 2248.6005 | 1662995.6941 | 2608.6675 | 1929290.1968 | 3026.3919 | 2238226.2372 | 3511.0062 | 2596632.0758 | 4073.2213 | 3012429.0599 | 4725.4639 | 3494807.5689 | 5482.1494 | 4054428.9019 | 6360.0026 | 4703662.0883 | 7378.4259 | 5456856.6189 | 8559.9288 | 6330659.746 | 9930.625 | 7344384.5037 | 11520.8099 | 8520436.2667 | 13365.6301 | 9884808.4892 | 15505.8602 | 11467656.771 | 17988.804 | 13303965.5525
| 2644.5732 | 2321419.2552 | 3068.0471 | 2693146.7277 | 3559.3316 | 3124398.6399 | 4129.2852 | 3624706.7392 | 4790.505 | 4205128.6421 | 5557.6057 | 4878493.4398 | 6447.5416 | 5659683.519 | 7479.9825 | 6565965.132 | 8677.7475 | 7617369.109 | 10067.3099 | 8837133.7853 | 11679.3822 | 10252218.7314 | 13549.5945 | 11893900.1966 | 15719.2827 | 13798463.1248 | 18236.4018 | 16008002.5076 | 21156.5855 | 18571354.0419
| 3084.5 | 3086287.9415 | 3578.4191 | 3580493.3778 | 4151.4292 | 4153835.5577 | 4816.1951 | 4818986.7795 | 5587.4092 | 5590647.9586 | 6482.1178 | 6485875.1566 | 7520.0952 | 7524454.2569 | 8724.2834 | 8729340.452 | 10121.2975 | 10127164.3946 | 11742.0148 | 11748821.0616 | 13622.2566 | 13630152.7492 | 15803.5801 | 15812740.7064 | 18334.1977 | 18344825.1567 | 21270.0414 | 21282370.6853 | 24676 | 24690303.5317
| 3570.6943 | 4275193.4277 | 4142.4675 | 4959777.5862 | 4805.7982 | 5753983.6894 | 5575.3478 | 6675365.6816 | 6468.1246 | 7744287.5916 | 7503.8616 | 8984375.8484 | 8705.4502 | 10423038.2896 | 10099.4486 | 12092072.9487 | 11716.6671 | 14028369.1874 | 13592.8498 | 16274723.4019 | 15769.4647 | 18880785.1236 | 18294.6194 | 21904153.606 | 21224.1256 | 25411652.26 | 24622.7317 | 29480804.4505 | 28565.5545 | 34201547.4218
| 4105.4695 | 5978768.7981 | 4762.8759 | 6936145.4585 | 5525.5522 | 8046826.1212 | 6410.3556 | 9335359.6108 | 7436.8416 | 10830224.5967 | 8627.6988 | 12564462.1469 | 10009.2467 | 14576401.5503 | 11612.0212 | 16910511.6933 | 13471.447 | 19618381.5784 | 15628.6216 | 22759861.0727 | 18131.2235 | 26404384.0097 | 21034.5651 | 30632501.7437 | 24402.8171 | 35537665.4203 | 28310.4251 | 41228289.8477 | 32843.756 | 47830150.3852
| 4691.1389 | 8145827.6061 | 5442.3282 | 9450214.0932 | 6313.8048 | 10963471.0043 | 7324.8307 | 12719045.1074 | 8497.751 | 14755737.4234 | 9858.4909 | 17118565.0538 | 11437.1248 | 19859750.0848 | 13268.5445 | 23039879.5531 | 15393.2284 | 26729241.3613 | 17858.1367 | 31009378.502 | 20717.7494 | 35974891.7295 | 24035.2699 | 41735528.9647 | 27884.0229 | 48418613.566 | 32349.0743 | 56171856.2689 | 37529.1115 | 65166620.849
| 5330.016 | 10602684.519 | 6183.5083 | 12300486.0294 | 7173.6696 | 14270155.2147 | 8322.3851 | 16555226.6974 | 9655.0431 | 19206204.2447 | 11201.0995 | 22281682.5324 | 12994.7245 | 25849634.3106 | 15075.5617 | 29988920.2263 | 17489.6022 | 34791027.6634 | 20290.2015 | 40362093.7349 | 23539.2593 | 46825251.6573 | 27308.5864 | 54323350.3388 | 31681.4936 | 63022115.0398 | 36754.6316 | 73113807.4195 | 42640.128 | 84821476.1521
| 6024.4141 | 14030184.8534 | 6989.0999 | 16276829.9359 | 8108.2601 | 18883228.6002 | 9406.631 | 21906988.7855 | 10912.9086 | 25414940.4712 | 12660.3863 | 29484620.0709 | 14687.686 | 34205973.6967 | 17039.616 | 39683355.0574 | 19768.1593 | 46037826.4092 | 22933.6226 | 53409835.5144 | 26605.9698 | 61962320.5219 | 30866.3674 | 71884308.7091 | 35808.9798 | 83395098.8805 | 41543.0497 | 96749104.5869 | 48195.3125 | 112241478.8273
| 6776.6465 | 18156691.5095 | 7861.7868 | 21064111.6269 | 9120.6899 | 24437094.734 | 10581.1805 | 28350192.2061 | 12275.538 | 32889889.8118 | 14241.2127 | 38156528.6912 | 16521.6492 | 44266509.5779 | 19167.2506 | 51354878.3118 | 22236.4907 | 59578303.5372 | 25797.2064 | 69118540.9986 | 29928.0977 | 80186451.6172 | 34720.4655 | 93026658.6821 | 40280.2323 | 107922960.36 | 46730.281 | 125204597.3848 | 54213.172 | 145253532.0761
| 7589.0267 | 22239121.8365 | 8804.253 | 25800259.0727 | 10214.0725 | 29931638.5276 | 11849.6459 | 34724574.0354 | 13747.1219 | 40284997.2051 | 15948.4405 | 46735810.3198 | 18502.2542 | 54219586.1655 | 21465.0087 | 62901734.8826 | 24902.1875 | 72974151.1818 | 28889.7596 | 84659457.5683 | 33515.8595 | 98215925.8596 | 38882.7334 | 113943181.5203 | 45109.0016 | 132188833.1443 | 52332.2782 | 153356149.3996 | 60712.2135 | 177912974.6922
| 8463.868 | 26267463.1482 | 9819.1821 | 30473656.2617 | 11391.5216 | 35353383.9047 | 13215.6392 | 41014500.2809 | 15331.8508 | 47582125.1977 | 17786.9312 | 55201423.1632 | 20635.1412 | 64040792.2571 | 23939.4336 | 74295604.6166 | 27772.8405 | 86192514.3012 | 32220.0885 | 99994469.1238 | 37379.472 | 116006523.641 | 43365.0238 | 134582576.7571 | 50309.0384 | 156133202.0548 | 58364.9937 | 181134715.3236 | 67710.944 | 210139705.1857
| 9403.4838 | 30987473.2082 | 10909.258 | 35949478.7005 | 12656.1507 | 41706046.3883 | 14682.7726 | 48384410.8367 | 17033.9154 | 56132174.6767 | 19761.5463 | 65120587.0803 | 22925.9502 | 75548305.6395 | 26597.0684 | 87645808.9825 | 30856.0407 | 101680478.7193 | 35796.9997 | 117962511.8518 | 41529.1519 | 136851778.3014 | 48179.1894 | 158765769.1957 | 55894.0934 | 184188834.2349 | 64844.3801 | 213682878.5667 | 75227.8705 | 247899785.6652
| 10410.1875 | 35650704.8758 | 12077.1646 | 41359430.8571 | 14011.0734 | 47982290.8224 | 16254.6583 | 55665666.566 | 18857.506 | 64579373.0903 | 21877.1475 | 74920430.4508 | 25380.3213 | 86917391.7514 | 29444.4564 | 100835419.8047 | 34159.3792 | 116982133.848 | 39629.2998 | 135714411.6974 | 45975.1159 | 157446279.2488 | 53337.0829 | 182658054.884 | 61877.9171 | 211906976.9455 | 71786.3898 | 245839510.3601 | 83281.5 | 285205639.0062
| 11486.2924 | 40129847.6087 | 13325.5856 | 46555816.0284 | 15459.4033 | 54010769.9226 | 17934.9084 | 62659482.4455 | 20806.8134 | 72693104.1002 | 24138.5963 | 84333408.4767 | 28003.8945 | 97837664.0149 | 32488.1408 | 113504348.4954 | 37690.4469 | 131679730.3342 | 43725.7952 | 152765525.3579 | 50727.5806 | 177227777.5386 | 58850.5569 | 205607152.3002 | 68274.2604 | 238530899.2258 | 79206.9755 | 276726704.8809 | 91890.3395 | 321038780.8698
| 12634.112 | 44778670.1372 | 14657.2048 | 51949051.7191 | 17004.2539 | 60267621.0934 | 19727.1349 | 69918239.4798 | 22886.0281 | 81114201.1177 | 26550.7544 | 94102970.8497 | 30802.31 | 109171620.2523 | 35734.6648 | 126653204.1181 | 41456.8348 | 146934104.1582 | 48095.2925 | 170462572.7722 | 55796.7629 | 197758642.5678 | 64731.4641 | 229425612.0898 | 75096.8737 | 266163394.342 | 87122.0897 | 308783974.3834 | 101072.896 | 358229361.0978
| 13855.9596 | 49031964.1871 | 16074.7061 | 56883423.1932 | 18648.7387 | 65992130.4058 | 21634.9502 | 76559411.0698 | 25099.3405 | 88818819.1404 | 29118.4833 | 103041324.8642 | 33781.2077 | 119541267.2607 | 39190.5715 | 138683336.2729 | 45466.1337 | 160890614.0103 | 52746.5981 | 186653930.0472 | 61192.8792 | 216542712.1965 | 70991.6573 | 251217563.2083 | 82359.5077 | 291444877.1991 | 95547.6849 | 338113765.485 | 110847.6765 | 392255713.4965
| 15154.1485 | 52744306.7862 | 17580.7732 | 61190220.9852 | 20395.9715 | 70988573.0524 | 23661.9663 | 82355931.1112 | 27450.9414 | 95543532.1182 | 31846.6446 | 110842862.2104 | 36946.2278 | 128592059.8642 | 42862.4043 | 149183426.6847 | 49725.9349 | 173072077.4717 | 57688.5185 | 200786003.834 | 66926.1465 | 232937746.504 | 77642.9891 | 270237924.2525 | 90075.9132 | 313510956.9668 | 104499.7135 | 363713272.9851 | 121233.188 | 421954454.2893
| 16530.9922 | 56083186.0574 | 19178.09 | 65063752.9909 | 22249.0657 | 75482371.3313 | 25811.7954 | 87569318.6407 | 29945.0212 | 101591735.9591 | 34740.0999 | 117859561.4061 | 40303.0102 | 136732338.679 | 46756.7063 | 158627203.2992 | 54243.829 | 184028080.2542 | 62929.8604 | 213496384.6696 | 73006.7812 | 247683433.0186 | 84697.3121 | 287344828.4584 | 98259.8407 | 333357179.2288 | 113994.1283 | 386737458.5674 | 132247.9375 | 448665488.4595
| 17988.804 | 58763211.9144 | 20869.3404 | 68172929.7803 | 24211.1349 | 79089418.6682 | 28088.0496 | 91753960.3263 | 32585.7704 | 106446461.5617 | 37803.7109 | 123491671.3889 | 43857.1952 | 143266314.883 | 50880.0207 | 166207461.0618 | 59027.4073 | 192822160.0517 | 68479.4301 | 223698655.1095 | 79445.0003 | 259519386.9202 | 92166.4792 | 301076066.3618 | 106925.0408 | 349287191.818 | 124046.8816 | 405218334.2395 | 143910.432 | 470105695.3153
| 19529.8973 | 61497085.4521 | 22657.2081 | 71344576.8473 | 26285.2927 | 82768939.6095 | 30494.341 | 96022680.7713 | 35377.3798 | 111398729.4001 | 41042.3389 | 129236942.9889 | 47614.4228 | 149931573.2028 | 55238.8908 | 173940023.0639 | 64084.2606 | 201792932.4734 | 74346.0342 | 234105911.8558 | 86251.0202 | 271593151.463 | 100062.3429 | 315083195.3776 | 116085.2643 | 365537273.794 | 134673.9261 | 424070531.8116 | 156239.1785 | 491976683.6171
| 21156.5855 | 63464423.3217 | 24544.3768 | 73626943.3495 | 28474.6527 | 85416780.0416 | 33034.2819 | 99094518.3199 | 38324.0397 | 114962458.2721 | 44460.8458 | 133371329.6874 | 51580.333 | 154727996.637 | 59839.8598 | 179504494.8089 | 69421.9799 | 208248439.6726 | 80538.4792 | 241595135.4912 | 93435.0577 | 280281619.9986 | 108396.7559 | 325162943.0237 | 125754.2618 | 377231085.2353 | 145891.2142 | 437636866.0608 | 169252.684 | 507715386.5735
| 22871.1819 | 66505943.3139 | 26533.5306 | 77155500.1132 | 30782.3283 | 89510362.4074 | 35711.4843 | 103843603.5997 | 41429.9408 | 120472011.4499 | 48064.093 | 139763124.4032 | 55760.5659 | 162143305.4115 | 64689.4708 | 188107212.3801 | 75048.1562 | 218228705.142 | 87065.5717 | 253173534.7921 | 101007.3296 | 293714061.4525 | 117181.571 | 340746313.0469 | 135945.784 | 395309810.7223 | 157714.6984 | 458610526.7006 | 182969.4555 | 532047546.5112
| 24676 | 68479797.988 | 28627.3531 | 79445426.952 | 33211.4333 | 92166973.808 | 38529.5604 | 106925616.6068 | 44699.2736 | 124047545.17 | 51856.9422 | 143911206.2531 | 60160.7617 | 166955616.9933 | 69794.2671 | 193690116.4319 | 80970.3804 | 224705596.2017 | 93936.1181 | 260687566.4727 | 108978.0525 | 302431310.5308 | 126428.6408 | 350859449.8462 | 146673.5814 | 407042357.9014 | 170160.3314 | 472221799.4173 | 197408 | 547838383.9042
| 26573.3531 | 69702032.7044 | 30828.5281 | 80863377.3801 | 35765.0812 | 93811979.7572 | 41492.1224 | 108834036.382 | 48136.2287 | 126261558.9469 | 55844.2549 | 146479748.7653 | 64786.5602 | 169935458.5988 | 75160.7919 | 197147118.2262 | 87196.2435 | 228716165.5771 | 101158.9249 | 265340345.8796 | 117357.443 | 307829136.7205 | 136149.818 | 357121626.6161 | 157951.4047 | 414307293.1885 | 183244.0657 | 480650064.3076 | 200000 | 557037333.7958
| 28565.5545 | 70901649.0509 | 33139.7396 | 82255087.5724 | 38446.3855 | 95426543.6379 | 44602.7824 | 110707139.4184 | 51744.9966 | 128434600.7388 | 60030.8927 | 149000758.4724 | 69643.6017 | 172860156.0011 | 80795.5885 | 200540145.6102 | 93733.3366 | 232652516.3589 | 108742.7987 | 269907022.1149 | 126155.718 | 313127072.0892 | 146356.9553 | 363267917.1094 | 169793.0047 | 421437785.4009 | 196981.8537 | 488922357.8364 | 200000 | 565436375.0011
| 30654.9177 | 71392071.7496 | 35563.6713 | 82824041.3636 | 41258.4598 | 96086603.6461 | 47865.1525 | 111472894.4439 | 55529.7679 | 129322975.6121 | 64421.7172 | 150031388.2962 | 74737.5262 | 174055819.929 | 86705.1999 | 201927270.4616 | 100589.2505 | 234261760.6636 | 116696.5459 | 271773953.73 | 135383.094 | 315292954.3469 | 157061.9054 | 365780620.7578 | 182212.1318 | 424352846.7401 | 200000 | 492121992.5813 | 200000 | 568636009.746
| 32843.756 | 71917511.8638 | 38103.0069 | 83433619.8881 | 44204.4178 | 96793793.601 | 51282.8449 | 112293326.3064 | 59494.7331 | 130274782.6884 | 69021.5901 | 151135607.6847 | 80073.9738 | 175336857.272 | 92896.1695 | 203413439.5202 | 107771.5763 | 235985909.0637 | 125028.9732 | 273774188.9634 | 145049.7878 | 317613486.0516 | 168276.521 | 368472737.7738 | 195222.5368 | 427476050.7992 | 200000 | 495321627.3262 | 200000 | 571835644.4909
| 35134.3828 | 72514728.1962 | 40760.4305 | 84126468.1135 | 47287.3729 | 97597587.1823 | 54859.4718 | 113225830.8766 | 63644.0829 | 131356608.6013 | 73835.3728 | 152390665.7503 | 85658.5845 | 176792886.9945 | 99375.0405 | 205102622.3794 | 115287.9049 | 237945579.7401 | 133748.8869 | 276047660.5117 | 155166.0161 | 320251007.2388 | 180012.6546 | 371532603.6027 | 200000 | 430875662.7157 | 200000 | 498721239.2426 | 200000 | 575235256.4073
| 37529.1115 | 72889976.4747 | 43538.6256 | 84561804.6736 | 50510.4387 | 98102633.9153 | 58598.6452 | 113811750.4431 | 67982.0077 | 132036351.0821 | 78867.927 | 153179254.9982 | 91496.9984 | 177707752.5416 | 106148.356 | 206163984.7793 | 123145.8273 | 239176897.4514 | 142865.0936 | 277476148.3783 | 165741.9956 | 321908238.0128 | 192282.1591 | 373455205.7189 | 200000 | 432875434.4312 | 200000 | 500721010.9582 | 200000 | 577235028.1229
| 40030.2554 | 73050079.2199 | 46440.2762 | 84747544.5753 | 53876.7288 | 98318116.232 | 62503.9774 | 114061737.8153 | 72512.6981 | 132326368.7676 | 84124.1142 | 153515713.0466 | 97594.8556 | 178098087.4052 | 113222.6593 | 206616823.7226 | 131352.9344 | 239702249.2174 | 152386.3998 | 278085624.4026 | 176787.9428 | 322615309.0683 | 200000 | 374255114.4051 | 200000 | 433675343.1174 | 200000 | 501520919.6444 | 200000 | 578034936.8091
| 42640.128 | 73050079.2199 | 49468.0661 | 84747544.5753 | 57389.3568 | 98318116.232 | 66579.0804 | 114061737.8153 | 77240.3447 | 132326368.7676 | 89608.7961 | 153515713.0466 | 103957.7961 | 178098087.4052 | 120604.4936 | 206616823.7226 | 139916.8173 | 239702249.2174 | 162321.6121 | 278085624.4026 | 188314.0747 | 322615309.0683 | 200000 | 374255114.4051 | 200000 | 433675343.1174 | 200000 | 501520919.6444 | 200000 | 578034936.8091
| 45361.0426 | 0 | 52624.6791 | 0 | 61051.4363 | 0 | 70827.5665 | 0 | 82169.1381 | 0 | 95326.8342 | 0 | 110591.4601 | 0 | 128300.4021 | 0 | 148845.0669 | 0 | 172679.5368 | 0 | 200000 | 0 | 200000 | 0 | 200000 | 0 | 200000 | 0 | 200000 | 0
| 48195.3125 | 0 | 55912.799 | 0 | 64866.0807 | 0 | 75253.0477 | 0 | 87303.2687 | 0 | 101283.0902 | 0 | 117501.4876 | 0 | 136316.928 | 0 | 158145.2742 | 0 | 183468.9806 | 0 | 200000 | 0 | 200000 | 0 | 200000 | 0 | 200000 | 0 | 200000 | 0
| 51145.2512 | 0 | 59335.1096 | 0 | 68836.4038 | 0 | 79859.1363 | 0 | 92646.9272 | 0 | 107482.4256 | 0 | 124693.5187 | 0 | 144660.6145 | 0 | 167825.0301 | 0 | 194698.75 | 0 | 200000 | 0 | 200000 | 0 | 200000 | 0 | 200000 | 0 | 200000 | 0
| 54213.172 | 0 | 62894.2947 | 0 | 72965.519 | 0 | 84649.4443 | 0 | 98204.304 | 0 | 113929.702 | 0 | 132173.1934 | 0 | 153338.0049 | 0 | 177891.9257 | 0 | 200000 | 0 | 200000 | 0 | 200000 | 0 | 200000 | 0 | 200000 | 0 | 200000 | 0
| 57401.3883 | 0 | 66593.0382 | 0 | 77256.54 | 0 | 89627.5839 | 0 | 103979.5899 | 0 | 120629.781 | 0 | 139946.1518 | 0 | 162355.6423 | 0 | 188353.5519 | 0 | 200000 | 0 | 200000 | 0 | 200000 | 0 | 200000 | 0 | 200000 | 0 | 200000 | 0
| 60712.2135 | 0 | 70434.0238 | 0 | 81712.5803 | 0 | 94797.1673 | 0 | 109976.9752 | 0 | 127587.5241 | 0 | 148018.034 | 0 | 171720.07 | 0 | 199217.4996 | 0 | 200000 | 0 | 200000 | 0 | 200000 | 0 | 200000 | 0 | 200000 | 0 | 200000 | 0
| 64147.9609 | 0 | 74419.9354 | 0 | 86336.7535 | 0 | 100161.8065 | 0 | 116200.6506 | 0 | 134807.7931 | 0 | 156394.48 | 0 | 181437.8311 | 0 | 200000 | 0 | 200000 | 0 | 200000 | 0 | 200000 | 0 | 200000 | 0 | 200000 | 0 | 200000 | 0
| 67710.944 | 0 | 78553.4568 | 0 | 91132.1731 | 0 | 105725.1138 | 0 | 122654.8067 | 0 | 142295.4494 | 0 | 165081.13 | 0 | 191515.469 | 0 | 200000 | 0 | 200000 | 0 | 200000 | 0 | 200000 | 0 | 200000 | 0 | 200000 | 0 | 200000 | 0
| 71403.4761 | 0 | 82837.2718 | 0 | 96101.9527 | 0 | 111490.7013 | 0 | 129343.6339 | 0 | 150055.3546 | 0 | 174083.624 | 0 | 200000 | 0 | 200000 | 0 | 200000 | 0 | 200000 | 0 | 200000 | 0 | 200000 | 0 | 200000 | 0 | 200000 | 0
| 75227.8705 | 0 | 87274.0643 | 0 | 101249.206 | 0 | 117462.1812 | 0 | 136271.3229 | 0 | 158092.3704 | 0 | 183407.602 | 0 | 200000 | 0 | 200000 | 0 | 200000 | 0 | 200000 | 0 | 200000 | 0 | 200000 | 0 | 200000 | 0 | 200000 | 0
| 79186.4407 | 0 | 91866.5179 | 0 | 106577.0464 | 0 | 123643.1655 | 0 | 143442.0642 | 0 | 166411.3583 | 0 | 193058.7042 | 0 | 200000 | 0 | 200000 | 0 | 200000 | 0 | 200000 | 0 | 200000 | 0 | 200000 | 0 | 200000 | 0 | 200000 | 0
| 83281.5 | 0 | 96617.3166 | 0 | 112088.5875 | 0 | 130037.2665 | 0 | 150860.0483 | 0 | 175017.1799 | 0 | 200000 | 0 | 200000 | 0 | 200000 | 0 | 200000 | 0 | 200000 | 0 | 200000 | 0 | 200000 | 0 | 200000 | 0 | 200000 | 0
| 87515.3618 | 0 | 101529.1442 | 0 | 117786.943 | 0 | 136648.0962 | 0 | 158529.4659 | 0 | 183914.6968 | 0 | 200000 | 0 | 200000 | 0 | 200000 | 0 | 200000 | 0 | 200000 | 0 | 200000 | 0 | 200000 | 0 | 200000 | 0 | 200000 | 0
| 91890.3395 | 0 | 106604.6844 | 0 | 123675.2263 | 0 | 143479.2669 | 0 | 166454.5074 | 0 | 193108.7706 | 0 | 200000 | 0 | 200000 | 0 | 200000 | 0 | 200000 | 0 | 200000 | 0 | 200000 | 0 | 200000 | 0 | 200000 | 0 | 200000 | 0
| 96408.7464 | 0 | 111846.6212 | 0 | 129756.5511 | 0 | 150534.3906 | 0 | 174639.3634 | 0 | 200000 | 0 | 200000 | 0 | 200000 | 0 | 200000 | 0 | 200000 | 0 | 200000 | 0 | 200000 | 0 | 200000 | 0 | 200000 | 0 | 200000 | 0
| 101072.896 | 0 | 117257.6382 | 0 | 136034.0309 | 0 | 157817.0796 | 0 | 183088.2246 | 0 | 200000 | 0 | 200000 | 0 | 200000 | 0 | 200000 | 0 | 200000 | 0 | 200000 | 0 | 200000 | 0 | 200000 | 0 | 200000 | 0 | 200000 | 0
| 105885.1016 | 0 | 122840.4193 | 0 | 142510.7794 | 0 | 165330.9459 | 0 | 191805.2813 | 0 | 200000 | 0 | 200000 | 0 | 200000 | 0 | 200000 | 0 | 200000 | 0 | 200000 | 0 | 200000 | 0 | 200000 | 0 | 200000 | 0 | 200000 | 0
| 110847.6765 | 0 | 128597.6484 | 0 | 149189.91 | 0 | 173079.6017 | 0 | 200000 | 0 | 200000 | 0 | 200000 | 0 | 200000 | 0 | 200000 | 0 | 200000 | 0 | 200000 | 0 | 200000 | 0 | 200000 | 0 | 200000 | 0 | 200000 | 0
| 115962.9342 | 0 | 134532.0093 | 0 | 156074.5363 | 0 | 181066.6592 | 0 | 200000 | 0 | 200000 | 0 | 200000 | 0 | 200000 | 0 | 200000 | 0 | 200000 | 0 | 200000 | 0 | 200000 | 0 | 200000 | 0 | 200000 | 0 | 200000 | 0
| 121233.188 | 0 | 140646.1857 | 0 | 163167.772 | 0 | 189295.7304 | 0 | 200000 | 0 | 200000 | 0 | 200000 | 0 | 200000 | 0 | 200000 | 0 | 200000 | 0 | 200000 | 0 | 200000 | 0 | 200000 | 0 | 200000 | 0 | 200000 | 0
| 126660.7513 | 0 | 146942.8614 | 0 | 170472.7305 | 0 | 197770.4277 | 0 | 200000 | 0 | 200000 | 0 | 200000 | 0 | 200000 | 0 | 200000 | 0 | 200000 | 0 | 200000 | 0 | 200000 | 0 | 200000 | 0 | 200000 | 0 | 200000 | 0
| 132247.9375 | 0 | 153424.7204 | 0 | 177992.5255 | 0 | 200000 | 0 | 200000 | 0 | 200000 | 0 | 200000 | 0 | 200000 | 0 | 200000 | 0 | 200000 | 0 | 200000 | 0 | 200000 | 0 | 200000 | 0 | 200000 | 0 | 200000 | 0
| 137997.0599 | 0 | 160094.4463 | 0 | 185730.2706 | 0 | 200000 | 0 | 200000 | 0 | 200000 | 0 | 200000 | 0 | 200000 | 0 | 200000 | 0 | 200000 | 0 | 200000 | 0 | 200000 | 0 | 200000 | 0 | 200000 | 0 | 200000 | 0
| 143910.432 | 0 | 166954.7231 | 0 | 193689.0792 | 0 | 200000 | 0 | 200000 | 0 | 200000 | 0 | 200000 | 0 | 200000 | 0 | 200000 | 0 | 200000 | 0 | 200000 | 0 | 200000 | 0 | 200000 | 0 | 200000 | 0 | 200000 | 0
| 149990.3671 | 0 | 174008.2345 | 0 | 200000 | 0 | 200000 | 0 | 200000 | 0 | 200000 | 0 | 200000 | 0 | 200000 | 0 | 200000 | 0 | 200000 | 0 | 200000 | 0 | 200000 | 0 | 200000 | 0 | 200000 | 0 | 200000 | 0
| 156239.1785 | 0 | 181257.6644 | 0 | 200000 | 0 | 200000 | 0 | 200000 | 0 | 200000 | 0 | 200000 | 0 | 200000 | 0 | 200000 | 0 | 200000 | 0 | 200000 | 0 | 200000 | 0 | 200000 | 0 | 200000 | 0 | 200000 | 0
| 162659.1797 | 0 | 188705.6965 | 0 | 200000 | 0 | 200000 | 0 | 200000 | 0 | 200000 | 0 | 200000 | 0 | 200000 | 0 | 200000 | 0 | 200000 | 0 | 200000 | 0 | 200000 | 0 | 200000 | 0 | 200000 | 0 | 200000 | 0
| 169252.684 | 0 | 196355.0147 | 0 | 200000 | 0 | 200000 | 0 | 200000 | 0 | 200000 | 0 | 200000 | 0 | 200000 | 0 | 200000 | 0 | 200000 | 0 | 200000 | 0 | 200000 | 0 | 200000 | 0 | 200000 | 0 | 200000 | 0
| 176022.0048 | 0 | 200000 | 0 | 200000 | 0 | 200000 | 0 | 200000 | 0 | 200000 | 0 | 200000 | 0 | 200000 | 0 | 200000 | 0 | 200000 | 0 | 200000 | 0 | 200000 | 0 | 200000 | 0 | 200000 | 0 | 200000 | 0
| 182969.4555 | 0 | 200000 | 0 | 200000 | 0 | 200000 | 0 | 200000 | 0 | 200000 | 0 | 200000 | 0 | 200000 | 0 | 200000 | 0 | 200000 | 0 | 200000 | 0 | 200000 | 0 | 200000 | 0 | 200000 | 0 | 200000 | 0
| 190097.3494 | 0 | 200000 | 0 | 200000 | 0 | 200000 | 0 | 200000 | 0 | 200000 | 0 | 200000 | 0 | 200000 | 0 | 200000 | 0 | 200000 | 0 | 200000 | 0 | 200000 | 0 | 200000 | 0 | 200000 | 0 | 200000 | 0
| 197408 | 0 | 200000 | 0 | 200000 | 0 | 200000 | 0 | 200000 | 0 | 200000 | 0 | 200000 | 0 | 200000 | 0 | 200000 | 0 | 200000 | 0 | 200000 | 0 | 200000 | 0 | 200000 | 0 | 200000 | 0 | 200000 | 0
| 200000 | 0 | 200000 | 0 | 200000 | 0 | 200000 | 0 | 200000 | 0 | 200000 | 0 | 200000 | 0 | 200000 | 0 | 200000 | 0 | 200000 | 0 | 200000 | 0 | 200000 | 0 | 200000 | 0 | 200000 | 0 | 200000 | 0
| 200000 | 0 | 200000 | 0 | 200000 | 0 | 200000 | 0 | 200000 | 0 | 200000 | 0 | 200000 | 0 | 200000 | 0 | 200000 | 0 | 200000 | 0 | 200000 | 0 | 200000 | 0 | 200000 | 0 | 200000 | 0 | 200000 | 0
| 200000 | 0 | 200000 | 0 | 200000 | 0 | 200000 | 0 | 200000 | 0 | 200000 | 0 | 200000 | 0 | 200000 | 0 | 200000 | 0 | 200000 | 0 | 200000 | 0 | 200000 | 0 | 200000 | 0 | 200000 | 0 | 200000 | 0
| 200000 | 0 | 200000 | 0 | 200000 | 0 | 200000 | 0 | 200000 | 0 | 200000 | 0 | 200000 | 0 | 200000 | 0 | 200000 | 0 | 200000 | 0 | 200000 | 0 | 200000 | 0 | 200000 | 0 | 200000 | 0 | 200000 | 0
| 200000 | 0 | 200000 | 0 | 200000 | 0 | 200000 | 0 | 200000 | 0 | 200000 | 0 | 200000 | 0 | 200000 | 0 | 200000 | 0 | 200000 | 0 | 200000 | 0 | 200000 | 0 | 200000 | 0 | 200000 | 0 | 200000 | 0
| 200000 | 0 | 200000 | 0 | 200000 | 0 | 200000 | 0 | 200000 | 0 | 200000 | 0 | 200000 | 0 | 200000 | 0 | 200000 | 0 | 200000 | 0 | 200000 | 0 | 200000 | 0 | 200000 | 0 | 200000 | 0 | 200000 | 0
| 200000 | 0 | 200000 | 0 | 200000 | 0 | 200000 | 0 | 200000 | 0 | 200000 | 0 | 200000 | 0 | 200000 | 0 | 200000 | 0 | 200000 | 0 | 200000 | 0 | 200000 | 0 | 200000 | 0 | 200000 | 0 | 200000 | 0
| 200000 | 0 | 200000 | 0 | 200000 | 0 | 200000 | 0 | 200000 | 0 | 200000 | 0 | 200000 | 0 | 200000 | 0 | 200000 | 0 | 200000 | 0 | 200000 | 0 | 200000 | 0 | 200000 | 0 | 200000 | 0 | 200000 | 0
| 200000 | 0 | 200000 | 0 | 200000 | 0 | 200000 | 0 | 200000 | 0 | 200000 | 0 | 200000 | 0 | 200000 | 0 | 200000 | 0 | 200000 | 0 | 200000 | 0 | 200000 | 0 | 200000 | 0 | 200000 | 0 | 200000 | 0
| 200000 | 0 | 200000 | 0 | 200000 | 0 | 200000 | 0 | 200000 | 0 | 200000 | 0 | 200000 | 0 | 200000 | 0 | 200000 | 0 | 200000 | 0 | 200000 | 0 | 200000 | 0 | 200000 | 0 | 200000 | 0 | 200000 | 0
| 200000 | 0 | 200000 | 0 | 200000 | 0 | 200000 | 0 | 200000 | 0 | 200000 | 0 | 200000 | 0 | 200000 | 0 | 200000 | 0 | 200000 | 0 | 200000 | 0 | 200000 | 0 | 200000 | 0 | 200000 | 0 | 200000 | 0
| 200000 | 0 | 200000 | 0 | 200000 | 0 | 200000 | 0 | 200000 | 0 | 200000 | 0 | 200000 | 0 | 200000 | 0 | 200000 | 0 | 200000 | 0 | 200000 | 0 | 200000 | 0 | 200000 | 0 | 200000 | 0 | 200000 | 0
| 200000 | 0 | 200000 | 0 | 200000 | 0 | 200000 | 0 | 200000 | 0 | 200000 | 0 | 200000 | 0 | 200000 | 0 | 200000 | 0 | 200000 | 0 | 200000 | 0 | 200000 | 0 | 200000 | 0 | 200000 | 0 | 200000 | 0
| 200000 | 0 | 200000 | 0 | 200000 | 0 | 200000 | 0 | 200000 | 0 | 200000 | 0 | 200000 | 0 | 200000 | 0 | 200000 | 0 | 200000 | 0 | 200000 | 0 | 200000 | 0 | 200000 | 0 | 200000 | 0 | 200000 | 0
| 200000 | 0 | 200000 | 0 | 200000 | 0 | 200000 | 0 | 200000 | 0 | 200000 | 0 | 200000 | 0 | 200000 | 0 | 200000 | 0 | 200000 | 0 | 200000 | 0 | 200000 | 0 | 200000 | 0 | 200000 | 0 | 200000 | 0
| 200000 | 0 | 200000 | 0 | 200000 | 0 | 200000 | 0 | 200000 | 0 | 200000 | 0 | 200000 | 0 | 200000 | 0 | 200000 | 0 | 200000 | 0 | 200000 | 0 | 200000 | 0 | 200000 | 0 | 200000 | 0 | 200000 | 0
| 200000 | 0 | 200000 | 0 | 200000 | 0 | 200000 | 0 | 200000 | 0 | 200000 | 0 | 200000 | 0 | 200000 | 0 | 200000 | 0 | 200000 | 0 | 200000 | 0 | 200000 | 0 | 200000 | 0 | 200000 | 0 | 200000 | 0
| 200000 | 0 | 200000 | 0 | 200000 | 0 | 200000 | 0 | 200000 | 0 | 200000 | 0 | 200000 | 0 | 200000 | 0 | 200000 | 0 | 200000 | 0 | 200000 | 0 | 200000 | 0 | 200000 | 0 | 200000 | 0 | 200000 | 0
| 200000 | 0 | 200000 | 0 | 200000 | 0 | 200000 | 0 | 200000 | 0 | 200000 | 0 | 200000 | 0 | 200000 | 0 | 200000 | 0 | 200000 | 0 | 200000 | 0 | 200000 | 0 | 200000 | 0 | 200000 | 0 | 200000 | 0
| 200000 | 0 | 200000 | 0 | 200000 | 0 | 200000 | 0 | 200000 | 0 | 200000 | 0 | 200000 | 0 | 200000 | 0 | 200000 | 0 | 200000 | 0 | 200000 | 0 | 200000 | 0 | 200000 | 0 | 200000 | 0 | 200000 | 0
| 200000 | 0 | 200000 | 0 | 200000 | 0 | 200000 | 0 | 200000 | 0 | 200000 | 0 | 200000 | 0 | 200000 | 0 | 200000 | 0 | 200000 | 0 | 200000 | 0 | 200000 | 0 | 200000 | 0 | 200000 | 0 | 200000 | 0
| 200000 | 0 | 200000 | 0 | 200000 | 0 | 200000 | 0 | 200000 | 0 | 200000 | 0 | 200000 | 0 | 200000 | 0 | 200000 | 0 | 200000 | 0 | 200000 | 0 | 200000 | 0 | 200000 | 0 | 200000 | 0 | 200000 | 0
| 200000 | 0 | 200000 | 0 | 200000 | 0 | 200000 | 0 | 200000 | 0 | 200000 | 0 | 200000 | 0 | 200000 | 0 | 200000 | 0 | 200000 | 0 | 200000 | 0 | 200000 | 0 | 200000 | 0 | 200000 | 0 | 200000 | 0
| 200000 | 0 | 200000 | 0 | 200000 | 0 | 200000 | 0 | 200000 | 0 | 200000 | 0 | 200000 | 0 | 200000 | 0 | 200000 | 0 | 200000 | 0 | 200000 | 0 | 200000 | 0 | 200000 | 0 | 200000 | 0 | 200000 | 0
| 200000 | 0 | 200000 | 0 | 200000 | 0 | 200000 | 0 | 200000 | 0 | 200000 | 0 | 200000 | 0 | 200000 | 0 | 200000 | 0 | 200000 | 0 | 200000 | 0 | 200000 | 0 | 200000 | 0 | 200000 | 0 | 200000 | 0
| 200000 | 0 | 200000 | 0 | 200000 | 0 | 200000 | 0 | 200000 | 0 | 200000 | 0 | 200000 | 0 | 200000 | 0 | 200000 | 0 | 200000 | 0 | 200000 | 0 | 200000 | 0 | 200000 | 0 | 200000 | 0 | 200000 | 0
| 200000 | 0 | 200000 | 0 | 200000 | 0 | 200000 | 0 | 200000 | 0 | 200000 | 0 | 200000 | 0 | 200000 | 0 | 200000 | 0 | 200000 | 0 | 200000 | 0 | 200000 | 0 | 200000 | 0 | 200000 | 0 | 200000 | 0
| 200000 | 0 | 200000 | 0 | 200000 | 0 | 200000 | 0 | 200000 | 0 | 200000 | 0 | 200000 | 0 | 200000 | 0 | 200000 | 0 | 200000 | 0 | 200000 | 0 | 200000 | 0 | 200000 | 0 | 200000 | 0 | 200000 | 0
| 200000 | 0 | 200000 | 0 | 200000 | 0 | 200000 | 0 | 200000 | 0 | 200000 | 0 | 200000 | 0 | 200000 | 0 | 200000 | 0 | 200000 | 0 | 200000 | 0 | 200000 | 0 | 200000 | 0 | 200000 | 0 | 200000 | 0
| 200000 | 0 | 200000 | 0 | 200000 | 0 | 200000 | 0 | 200000 | 0 | 200000 | 0 | 200000 | 0 | 200000 | 0 | 200000 | 0 | 200000 | 0 | 200000 | 0 | 200000 | 0 | 200000 | 0 | 200000 | 0 | 200000 | 0
| 200000 | 0 | 200000 | 0 | 200000 | 0 | 200000 | 0 | 200000 | 0 | 200000 | 0 | 200000 | 0 | 200000 | 0 | 200000 | 0 | 200000 | 0 | 200000 | 0 | 200000 | 0 | 200000 | 0 | 200000 | 0 | 200000 | 0
| 200000 | 0 | 200000 | 0 | 200000 | 0 | 200000 | 0 | 200000 | 0 | 200000 | 0 | 200000 | 0 | 200000 | 0 | 200000 | 0 | 200000 | 0 | 200000 | 0 | 200000 | 0 | 200000 | 0 | 200000 | 0 | 200000 | 0
| 200000 | 0 | 200000 | 0 | 200000 | 0 | 200000 | 0 | 200000 | 0 | 200000 | 0 | 200000 | 0 | 200000 | 0 | 200000 | 0 | 200000 | 0 | 200000 | 0 | 200000 | 0 | 200000 | 0 | 200000 | 0 | 200000 | 0
| 200000 | 0 | 200000 | 0 | 200000 | 0 | 200000 | 0 | 200000 | 0 | 200000 | 0 | 200000 | 0 | 200000 | 0 | 200000 | 0 | 200000 | 0 | 200000 | 0 | 200000 | 0 | 200000 | 0 | 200000 | 0 | 200000 | 0
| 200000 | 0 | 200000 | 0 | 200000 | 0 | 200000 | 0 | 200000 | 0 | 200000 | 0 | 200000 | 0 | 200000 | 0 | 200000 | 0 | 200000 | 0 | 200000 | 0 | 200000 | 0 | 200000 | 0 | 200000 | 0 | 200000 | 0
| 200000 | 0 | 200000 | 0 | 200000 | 0 | 200000 | 0 | 200000 | 0 | 200000 | 0 | 200000 | 0 | 200000 | 0 | 200000 | 0 | 200000 | 0 | 200000 | 0 | 200000 | 0 | 200000 | 0 | 200000 | 0 | 200000 | 0
| 200000 | 0 | 200000 | 0 | 200000 | 0 | 200000 | 0 | 200000 | 0 | 200000 | 0 | 200000 | 0 | 200000 | 0 | 200000 | 0 | 200000 | 0 | 200000 | 0 | 200000 | 0 | 200000 | 0 | 200000 | 0 | 200000 | 0
| 200000 | 0 | 200000 | 0 | 200000 | 0 | 200000 | 0 | 200000 | 0 | 200000 | 0 | 200000 | 0 | 200000 | 0 | 200000 | 0 | 200000 | 0 | 200000 | 0 | 200000 | 0 | 200000 | 0 | 200000 | 0 | 200000 | 0
| 200000 | 0 | 200000 | 0 | 200000 | 0 | 200000 | 0 | 200000 | 0 | 200000 | 0 | 200000 | 0 | 200000 | 0 | 200000 | 0 | 200000 | 0 | 200000 | 0 | 200000 | 0 | 200000 | 0 | 200000 | 0 | 200000 | 0
| 200000 | 0 | 200000 | 0 | 200000 | 0 | 200000 | 0 | 200000 | 0 | 200000 | 0 | 200000 | 0 | 200000 | 0 | 200000 | 0 | 200000 | 0 | 200000 | 0 | 200000 | 0 | 200000 | 0 | 200000 | 0 | 200000 | 0
| 200000 | 0 | 200000 | 0 | 200000 | 0 | 200000 | 0 | 200000 | 0 | 200000 | 0 | 200000 | 0 | 200000 | 0 | 200000 | 0 | 200000 | 0 | 200000 | 0 | 200000 | 0 | 200000 | 0 | 200000 | 0 | 200000 | 0
| 200000 | 0 | 200000 | 0 | 200000 | 0 | 200000 | 0 | 200000 | 0 | 200000 | 0 | 200000 | 0 | 200000 | 0 | 200000 | 0 | 200000 | 0 | 200000 | 0 | 200000 | 0 | 200000 | 0 | 200000 | 0 | 200000 | 0
| 200000 | 0 | 200000 | 0 | 200000 | 0 | 200000 | 0 | 200000 | 0 | 200000 | 0 | 200000 | 0 | 200000 | 0 | 200000 | 0 | 200000 | 0 | 200000 | 0 | 200000 | 0 | 200000 | 0 | 200000 | 0 | 200000 | 0
| 200000 | 0 | 200000 | 0 | 200000 | 0 | 200000 | 0 | 200000 | 0 | 200000 | 0 | 200000 | 0 | 200000 | 0 | 200000 | 0 | 200000 | 0 | 200000 | 0 | 200000 | 0 | 200000 | 0 | 200000 | 0 | 200000 | 0
| 200000 | 0 | 200000 | 0 | 200000 | 0 | 200000 | 0 | 200000 | 0 | 200000 | 0 | 200000 | 0 | 200000 | 0 | 200000 | 0 | 200000 | 0 | 200000 | 0 | 200000 | 0 | 200000 | 0 | 200000 | 0 | 200000 | 0
| 200000 | 0 | 200000 | 0 | 200000 | 0 | 200000 | 0 | 200000 | 0 | 200000 | 0 | 200000 | 0 | 200000 | 0 | 200000 | 0 | 200000 | 0 | 200000 | 0 | 200000 | 0 | 200000 | 0 | 200000 | 0 | 200000 | 0
| 200000 | 0 | 200000 | 0 | 200000 | 0 | 200000 | 0 | 200000 | 0 | 200000 | 0 | 200000 | 0 | 200000 | 0 | 200000 | 0 | 200000 | 0 | 200000 | 0 | 200000 | 0 | 200000 | 0 | 200000 | 0 | 200000 | 0
| 200000 | 0 | 200000 | 0 | 200000 | 0 | 200000 | 0 | 200000 | 0 | 200000 | 0 | 200000 | 0 | 200000 | 0 | 200000 | 0 | 200000 | 0 | 200000 | 0 | 200000 | 0 | 200000 | 0 | 200000 | 0 | 200000 | 0
| 200000 | 0 | 200000 | 0 | 200000 | 0 | 200000 | 0 | 200000 | 0 | 200000 | 0 | 200000 | 0 | 200000 | 0 | 200000 | 0 | 200000 | 0 | 200000 | 0 | 200000 | 0 | 200000 | 0 | 200000 | 0 | 200000 | 0
| 200000 | 0 | 200000 | 0 | 200000 | 0 | 200000 | 0 | 200000 | 0 | 200000 | 0 | 200000 | 0 | 200000 | 0 | 200000 | 0 | 200000 | 0 | 200000 | 0 | 200000 | 0 | 200000 | 0 | 200000 | 0 | 200000 | 0
| 200000 | 0 | 200000 | 0 | 200000 | 0 | 200000 | 0 | 200000 | 0 | 200000 | 0 | 200000 | 0 | 200000 | 0 | 200000 | 0 | 200000 | 0 | 200000 | 0 | 200000 | 0 | 200000 | 0 | 200000 | 0 | 200000 | 0
| 200000 | 0 | 200000 | 0 | 200000 | 0 | 200000 | 0 | 200000 | 0 | 200000 | 0 | 200000 | 0 | 200000 | 0 | 200000 | 0 | 200000 | 0 | 200000 | 0 | 200000 | 0 | 200000 | 0 | 200000 | 0 | 200000 | 0
| 200000 | 0 | 200000 | 0 | 200000 | 0 | 200000 | 0 | 200000 | 0 | 200000 | 0 | 200000 | 0 | 200000 | 0 | 200000 | 0 | 200000 | 0 | 200000 | 0 | 200000 | 0 | 200000 | 0 | 200000 | 0 | 200000 | 0
| 200000 | 0 | 200000 | 0 | 200000 | 0 | 200000 | 0 | 200000 | 0 | 200000 | 0 | 200000 | 0 | 200000 | 0 | 200000 | 0 | 200000 | 0 | 200000 | 0 | 200000 | 0 | 200000 | 0 | 200000 | 0 | 200000 | 0
| 200000 | 0 | 200000 | 0 | 200000 | 0 | 200000 | 0 | 200000 | 0 | 200000 | 0 | 200000 | 0 | 200000 | 0 | 200000 | 0 | 200000 | 0 | 200000 | 0 | 200000 | 0 | 200000 | 0 | 200000 | 0 | 200000 | 0
| 200000 | 0 | 200000 | 0 | 200000 | 0 | 200000 | 0 | 200000 | 0 | 200000 | 0 | 200000 | 0 | 200000 | 0 | 200000 | 0 | 200000 | 0 | 200000 | 0 | 200000 | 0 | 200000 | 0 | 200000 | 0 | 200000 | 0
| 200000 | 0 | 200000 | 0 | 200000 | 0 | 200000 | 0 | 200000 | 0 | 200000 | 0 | 200000 | 0 | 200000 | 0 | 200000 | 0 | 200000 | 0 | 200000 | 0 | 200000 | 0 | 200000 | 0 | 200000 | 0 | 200000 | 0
| 200000 | 0 | 200000 | 0 | 200000 | 0 | 200000 | 0 | 200000 | 0 | 200000 | 0 | 200000 | 0 | 200000 | 0 | 200000 | 0 | 200000 | 0 | 200000 | 0 | 200000 | 0 | 200000 | 0 | 200000 | 0 | 200000 | 0
| 200000 | 0 | 200000 | 0 | 200000 | 0 | 200000 | 0 | 200000 | 0 | 200000 | 0 | 200000 | 0 | 200000 | 0 | 200000 | 0 | 200000 | 0 | 200000 | 0 | 200000 | 0 | 200000 | 0 | 200000 | 0 | 200000 | 0
| 200000 | 0 | 200000 | 0 | 200000 | 0 | 200000 | 0 | 200000 | 0 | 200000 | 0 | 200000 | 0 | 200000 | 0 | 200000 | 0 | 200000 | 0 | 200000 | 0 | 200000 | 0 | 200000 | 0 | 200000 | 0 | 200000 | 0
| 200000 | 0 | 200000 | 0 | 200000 | 0 | 200000 | 0 | 200000 | 0 | 200000 | 0 | 200000 | 0 | 200000 | 0 | 200000 | 0 | 200000 | 0 | 200000 | 0 | 200000 | 0 | 200000 | 0 | 200000 | 0 | 200000 | 0
| 200000 | 0 | 200000 | 0 | 200000 | 0 | 200000 | 0 | 200000 | 0 | 200000 | 0 | 200000 | 0 | 200000 | 0 | 200000 | 0 | 200000 | 0 | 200000 | 0 | 200000 | 0 | 200000 | 0 | 200000 | 0 | 200000 | 0
| 200000 | 0 | 200000 | 0 | 200000 | 0 | 200000 | 0 | 200000 | 0 | 200000 | 0 | 200000 | 0 | 200000 | 0 | 200000 | 0 | 200000 | 0 | 200000 | 0 | 200000 | 0 | 200000 | 0 | 200000 | 0 | 200000 | 0
| 200000 | 0 | 200000 | 0 | 200000 | 0 | 200000 | 0 | 200000 | 0 | 200000 | 0 | 200000 | 0 | 200000 | 0 | 200000 | 0 | 200000 | 0 | 200000 | 0 | 200000 | 0 | 200000 | 0 | 200000 | 0 | 200000 | 0
| 200000 | 0 | 200000 | 0 | 200000 | 0 | 200000 | 0 | 200000 | 0 | 200000 | 0 | 200000 | 0 | 200000 | 0 | 200000 | 0 | 200000 | 0 | 200000 | 0 | 200000 | 0 | 200000 | 0 | 200000 | 0 | 200000 | 0
| 200000 | 0 | 200000 | 0 | 200000 | 0 | 200000 | 0 | 200000 | 0 | 200000 | 0 | 200000 | 0 | 200000 | 0 | 200000 | 0 | 200000 | 0 | 200000 | 0 | 200000 | 0 | 200000 | 0 | 200000 | 0 | 200000 | 0
| 200000 | 0 | 200000 | 0 | 200000 | 0 | 200000 | 0 | 200000 | 0 | 200000 | 0 | 200000 | 0 | 200000 | 0 | 200000 | 0 | 200000 | 0 | 200000 | 0 | 200000 | 0 | 200000 | 0 | 200000 | 0 | 200000 | 0
| 200000 | 0 | 200000 | 0 | 200000 | 0 | 200000 | 0 | 200000 | 0 | 200000 | 0 | 200000 | 0 | 200000 | 0 | 200000 | 0 | 200000 | 0 | 200000 | 0 | 200000 | 0 | 200000 | 0 | 200000 | 0 | 200000 | 0
| 200000 | 0 | 200000 | 0 | 200000 | 0 | 200000 | 0 | 200000 | 0 | 200000 | 0 | 200000 | 0 | 200000 | 0 | 200000 | 0 | 200000 | 0 | 200000 | 0 | 200000 | 0 | 200000 | 0 | 200000 | 0 | 200000 | 0
| 200000 | 0 | 200000 | 0 | 200000 | 0 | 200000 | 0 | 200000 | 0 | 200000 | 0 | 200000 | 0 | 200000 | 0 | 200000 | 0 | 200000 | 0 | 200000 | 0 | 200000 | 0 | 200000 | 0 | 200000 | 0 | 200000 | 0
| 200000 | 0 | 200000 | 0 | 200000 | 0 | 200000 | 0 | 200000 | 0 | 200000 | 0 | 200000 | 0 | 200000 | 0 | 200000 | 0 | 200000 | 0 | 200000 | 0 | 200000 | 0 | 200000 | 0 | 200000 | 0 | 200000 | 0
| 200000 | 0 | 200000 | 0 | 200000 | 0 | 200000 | 0 | 200000 | 0 | 200000 | 0 | 200000 | 0 | 200000 | 0 | 200000 | 0 | 200000 | 0 | 200000 | 0 | 200000 | 0 | 200000 | 0 | 200000 | 0 | 200000 | 0
| 200000 | 0 | 200000 | 0 | 200000 | 0 | 200000 | 0 | 200000 | 0 | 200000 | 0 | 200000 | 0 | 200000 | 0 | 200000 | 0 | 200000 | 0 | 200000 | 0 | 200000 | 0 | 200000 | 0 | 200000 | 0 | 200000 | 0
| 200000 | 0 | 200000 | 0 | 200000 | 0 | 200000 | 0 | 200000 | 0 | 200000 | 0 | 200000 | 0 | 200000 | 0 | 200000 | 0 | 200000 | 0 | 200000 | 0 | 200000 | 0 | 200000 | 0 | 200000 | 0 | 200000 | 0
| 200000 | 0 | 200000 | 0 | 200000 | 0 | 200000 | 0 | 200000 | 0 | 200000 | 0 | 200000 | 0 | 200000 | 0 | 200000 | 0 | 200000 | 0 | 200000 | 0 | 200000 | 0 | 200000 | 0 | 200000 | 0 | 200000 | 0
| 200000 | 0 | 200000 | 0 | 200000 | 0 | 200000 | 0 | 200000 | 0 | 200000 | 0 | 200000 | 0 | 200000 | 0 | 200000 | 0 | 200000 | 0 | 200000 | 0 | 200000 | 0 | 200000 | 0 | 200000 | 0 | 200000 | 0
| 200000 | 0 | 200000 | 0 | 200000 | 0 | 200000 | 0 | 200000 | 0 | 200000 | 0 | 200000 | 0 | 200000 | 0 | 200000 | 0 | 200000 | 0 | 200000 | 0 | 200000 | 0 | 200000 | 0 | 200000 | 0 | 200000 | 0
| 200000 | 0 | 200000 | 0 | 200000 | 0 | 200000 | 0 | 200000 | 0 | 200000 | 0 | 200000 | 0 | 200000 | 0 | 200000 | 0 | 200000 | 0 | 200000 | 0 | 200000 | 0 | 200000 | 0 | 200000 | 0 | 200000 | 0
| 200000 | 0 | 200000 | 0 | 200000 | 0 | 200000 | 0 | 200000 | 0 | 200000 | 0 | 200000 | 0 | 200000 | 0 | 200000 | 0 | 200000 | 0 | 200000 | 0 | 200000 | 0 | 200000 | 0 | 200000 | 0 | 200000 | 0
| 200000 | 0 | 200000 | 0 | 200000 | 0 | 200000 | 0 | 200000 | 0 | 200000 | 0 | 200000 | 0 | 200000 | 0 | 200000 | 0 | 200000 | 0 | 200000 | 0 | 200000 | 0 | 200000 | 0 | 200000 | 0 | 200000 | 0
| 200000 | 0 | 200000 | 0 | 200000 | 0 | 200000 | 0 | 200000 | 0 | 200000 | 0 | 200000 | 0 | 200000 | 0 | 200000 | 0 | 200000 | 0 | 200000 | 0 | 200000 | 0 | 200000 | 0 | 200000 | 0 | 200000 | 0
| 200000 | 0 | 200000 | 0 | 200000 | 0 | 200000 | 0 | 200000 | 0 | 200000 | 0 | 200000 | 0 | 200000 | 0 | 200000 | 0 | 200000 | 0 | 200000 | 0 | 200000 | 0 | 200000 | 0 | 200000 | 0 | 200000 | 0
| 200000 | 0 | 200000 | 0 | 200000 | 0 | 200000 | 0 | 200000 | 0 | 200000 | 0 | 200000 | 0 | 200000 | 0 | 200000 | 0 | 200000 | 0 | 200000 | 0 | 200000 | 0 | 200000 | 0 | 200000 | 0 | 200000 | 0
| 200000 | 0 | 200000 | 0 | 200000 | 0 | 200000 | 0 | 200000 | 0 | 200000 | 0 | 200000 | 0 | 200000 | 0 | 200000 | 0 | 200000 | 0 | 200000 | 0 | 200000 | 0 | 200000 | 0 | 200000 | 0 | 200000 | 0
| 200000 | 0 | 200000 | 0 | 200000 | 0 | 200000 | 0 | 200000 | 0 | 200000 | 0 | 200000 | 0 | 200000 | 0 | 200000 | 0 | 200000 | 0 | 200000 | 0 | 200000 | 0 | 200000 | 0 | 200000 | 0 | 200000 | 0
| 200000 | 0 | 200000 | 0 | 200000 | 0 | 200000 | 0 | 200000 | 0 | 200000 | 0 | 200000 | 0 | 200000 | 0 | 200000 | 0 | 200000 | 0 | 200000 | 0 | 200000 | 0 | 200000 | 0 | 200000 | 0 | 200000 | 0
| 200000 | 0 | 200000 | 0 | 200000 | 0 | 200000 | 0 | 200000 | 0 | 200000 | 0 | 200000 | 0 | 200000 | 0 | 200000 | 0 | 200000 | 0 | 200000 | 0 | 200000 | 0 | 200000 | 0 | 200000 | 0 | 200000 | 0
| 200000 | 0 | 200000 | 0 | 200000 | 0 | 200000 | 0 | 200000 | 0 | 200000 | 0 | 200000 | 0 | 200000 | 0 | 200000 | 0 | 200000 | 0 | 200000 | 0 | 200000 | 0 | 200000 | 0 | 200000 | 0 | 200000 | 0
| 200000 | 0 | 200000 | 0 | 200000 | 0 | 200000 | 0 | 200000 | 0 | 200000 | 0 | 200000 | 0 | 200000 | 0 | 200000 | 0 | 200000 | 0 | 200000 | 0 | 200000 | 0 | 200000 | 0 | 200000 | 0 | 200000 | 0
| 200000 | 0 | 200000 | 0 | 200000 | 0 | 200000 | 0 | 200000 | 0 | 200000 | 0 | 200000 | 0 | 200000 | 0 | 200000 | 0 | 200000 | 0 | 200000 | 0 | 200000 | 0 | 200000 | 0 | 200000 | 0 | 200000 | 0
| 200000 | 0 | 200000 | 0 | 200000 | 0 | 200000 | 0 | 200000 | 0 | 200000 | 0 | 200000 | 0 | 200000 | 0 | 200000 | 0 | 200000 | 0 | 200000 | 0 | 200000 | 0 | 200000 | 0 | 200000 | 0 | 200000 | 0
| 200000 | 0 | 200000 | 0 | 200000 | 0 | 200000 | 0 | 200000 | 0 | 200000 | 0 | 200000 | 0 | 200000 | 0 | 200000 | 0 | 200000 | 0 | 200000 | 0 | 200000 | 0 | 200000 | 0 | 200000 | 0 | 200000 | 0
| 200000 | 0 | 200000 | 0 | 200000 | 0 | 200000 | 0 | 200000 | 0 | 200000 | 0 | 200000 | 0 | 200000 | 0 | 200000 | 0 | 200000 | 0 | 200000 | 0 | 200000 | 0 | 200000 | 0 | 200000 | 0 | 200000 | 0
| 200000 | 0 | 200000 | 0 | 200000 | 0 | 200000 | 0 | 200000 | 0 | 200000 | 0 | 200000 | 0 | 200000 | 0 | 200000 | 0 | 200000 | 0 | 200000 | 0 | 200000 | 0 | 200000 | 0 | 200000 | 0 | 200000 | 0
| 200000 | 0 | 200000 | 0 | 200000 | 0 | 200000 | 0 | 200000 | 0 | 200000 | 0 | 200000 | 0 | 200000 | 0 | 200000 | 0 | 200000 | 0 | 200000 | 0 | 200000 | 0 | 200000 | 0 | 200000 | 0 | 200000 | 0
| 200000 | 0 | 200000 | 0 | 200000 | 0 | 200000 | 0 | 200000 | 0 | 200000 | 0 | 200000 | 0 | 200000 | 0 | 200000 | 0 | 200000 | 0 | 200000 | 0 | 200000 | 0 | 200000 | 0 | 200000 | 0 | 200000 | 0
| 200000 | 0 | 200000 | 0 | 200000 | 0 | 200000 | 0 | 200000 | 0 | 200000 | 0 | 200000 | 0 | 200000 | 0 | 200000 | 0 | 200000 | 0 | 200000 | 0 | 200000 | 0 | 200000 | 0 | 200000 | 0 | 200000 | 0
| 200000 | 0 | 200000 | 0 | 200000 | 0 | 200000 | 0 | 200000 | 0 | 200000 | 0 | 200000 | 0 | 200000 | 0 | 200000 | 0 | 200000 | 0 | 200000 | 0 | 200000 | 0 | 200000 | 0 | 200000 | 0 | 200000 | 0
| 200000 | 0 | 200000 | 0 | 200000 | 0 | 200000 | 0 | 200000 | 0 | 200000 | 0 | 200000 | 0 | 200000 | 0 | 200000 | 0 | 200000 | 0 | 200000 | 0 | 200000 | 0 | 200000 | 0 | 200000 | 0 | 200000 | 0
| 200000 | 0 | 200000 | 0 | 200000 | 0 | 200000 | 0 | 200000 | 0 | 200000 | 0 | 200000 | 0 | 200000 | 0 | 200000 | 0 | 200000 | 0 | 200000 | 0 | 200000 | 0 | 200000 | 0 | 200000 | 0 | 200000 | 0
| 200000 | 0 | 200000 | 0 | 200000 | 0 | 200000 | 0 | 200000 | 0 | 200000 | 0 | 200000 | 0 | 200000 | 0 | 200000 | 0 | 200000 | 0 | 200000 | 0 | 200000 | 0 | 200000 | 0 | 200000 | 0 | 200000 | 0
| 200000 | 0 | 200000 | 0 | 200000 | 0 | 200000 | 0 | 200000 | 0 | 200000 | 0 | 200000 | 0 | 200000 | 0 | 200000 | 0 | 200000 | 0 | 200000 | 0 | 200000 | 0 | 200000 | 0 | 200000 | 0 | 200000 | 0
| 200000 | 0 | 200000 | 0 | 200000 | 0 | 200000 | 0 | 200000 | 0 | 200000 | 0 | 200000 | 0 | 200000 | 0 | 200000 | 0 | 200000 | 0 | 200000 | 0 | 200000 | 0 | 200000 | 0 | 200000 | 0 | 200000 | 0
| 200000 | 0 | 200000 | 0 | 200000 | 0 | 200000 | 0 | 200000 | 0 | 200000 | 0 | 200000 | 0 | 200000 | 0 | 200000 | 0 | 200000 | 0 | 200000 | 0 | 200000 | 0 | 200000 | 0 | 200000 | 0 | 200000 | 0
| 200000 | 0 | 200000 | 0 | 200000 | 0 | 200000 | 0 | 200000 | 0 | 200000 | 0 | 200000 | 0 | 200000 | 0 | 200000 | 0 | 200000 | 0 | 200000 | 0 | 200000 | 0 | 200000 | 0 | 200000 | 0 | 200000 | 0
| 200000 | 0 | 200000 | 0 | 200000 | 0 | 200000 | 0 | 200000 | 0 | 200000 | 0 | 200000 | 0 | 200000 | 0 | 200000 | 0 | 200000 | 0 | 200000 | 0 | 200000 | 0 | 200000 | 0 | 200000 | 0 | 200000 | 0
| 200000 | 0 | 200000 | 0 | 200000 | 0 | 200000 | 0 | 200000 | 0 | 200000 | 0 | 200000 | 0 | 200000 | 0 | 200000 | 0 | 200000 | 0 | 200000 | 0 | 200000 | 0 | 200000 | 0 | 200000 | 0 | 200000 | 0
| 200000 | 0 | 200000 | 0 | 200000 | 0 | 200000 | 0 | 200000 | 0 | 200000 | 0 | 200000 | 0 | 200000 | 0 | 200000 | 0 | 200000 | 0 | 200000 | 0 | 200000 | 0 | 200000 | 0 | 200000 | 0 | 200000 | 0
| 200000 | 0 | 200000 | 0 | 200000 | 0 | 200000 | 0 | 200000 | 0 | 200000 | 0 | 200000 | 0 | 200000 | 0 | 200000 | 0 | 200000 | 0 | 200000 | 0 | 200000 | 0 | 200000 | 0 | 200000 | 0 | 200000 | 0
| 200000 | 0 | 200000 | 0 | 200000 | 0 | 200000 | 0 | 200000 | 0 | 200000 | 0 | 200000 | 0 | 200000 | 0 | 200000 | 0 | 200000 | 0 | 200000 | 0 | 200000 | 0 | 200000 | 0 | 200000 | 0 | 200000 | 0
| 200000 | 0 | 200000 | 0 | 200000 | 0 | 200000 | 0 | 200000 | 0 | 200000 | 0 | 200000 | 0 | 200000 | 0 | 200000 | 0 | 200000 | 0 | 200000 | 0 | 200000 | 0 | 200000 | 0 | 200000 | 0 | 200000 | 0
| 200000 | 0 | 200000 | 0 | 200000 | 0 | 200000 | 0 | 200000 | 0 | 200000 | 0 | 200000 | 0 | 200000 | 0 | 200000 | 0 | 200000 | 0 | 200000 | 0 | 200000 | 0 | 200000 | 0 | 200000 | 0 | 200000 | 0
| 200000 | 0 | 200000 | 0 | 200000 | 0 | 200000 | 0 | 200000 | 0 | 200000 | 0 | 200000 | 0 | 200000 | 0 | 200000 | 0 | 200000 | 0 | 200000 | 0 | 200000 | 0 | 200000 | 0 | 200000 | 0 | 200000 | 0
| 200000 | 0 | 200000 | 0 | 200000 | 0 | 200000 | 0 | 200000 | 0 | 200000 | 0 | 200000 | 0 | 200000 | 0 | 200000 | 0 | 200000 | 0 | 200000 | 0 | 200000 | 0 | 200000 | 0 | 200000 | 0 | 200000 | 0
| 200000 | 0 | 200000 | 0 | 200000 | 0 | 200000 | 0 | 200000 | 0 | 200000 | 0 | 200000 | 0 | 200000 | 0 | 200000 | 0 | 200000 | 0 | 200000 | 0 | 200000 | 0 | 200000 | 0 | 200000 | 0 | 200000 | 0
| 200000 | 0 | 200000 | 0 | 200000 | 0 | 200000 | 0 | 200000 | 0 | 200000 | 0 | 200000 | 0 | 200000 | 0 | 200000 | 0 | 200000 | 0 | 200000 | 0 | 200000 | 0 | 200000 | 0 | 200000 | 0 | 200000 | 0
| 200000 | 0 | 200000 | 0 | 200000 | 0 | 200000 | 0 | 200000 | 0 | 200000 | 0 | 200000 | 0 | 200000 | 0 | 200000 | 0 | 200000 | 0 | 200000 | 0 | 200000 | 0 | 200000 | 0 | 200000 | 0 | 200000 | 0
| 200000 | 0 | 200000 | 0 | 200000 | 0 | 200000 | 0 | 200000 | 0 | 200000 | 0 | 200000 | 0 | 200000 | 0 | 200000 | 0 | 200000 | 0 | 200000 | 0 | 200000 | 0 | 200000 | 0 | 200000 | 0 | 200000 | 0
| 200000 | 0 | 200000 | 0 | 200000 | 0 | 200000 | 0 | 200000 | 0 | 200000 | 0 | 200000 | 0 | 200000 | 0 | 200000 | 0 | 200000 | 0 | 200000 | 0 | 200000 | 0 | 200000 | 0 | 200000 | 0 | 200000 | 0
| 200000 | 0 | 200000 | 0 | 200000 | 0 | 200000 | 0 | 200000 | 0 | 200000 | 0 | 200000 | 0 | 200000 | 0 | 200000 | 0 | 200000 | 0 | 200000 | 0 | 200000 | 0 | 200000 | 0 | 200000 | 0 | 200000 | 0
| 200000 | 0 | 200000 | 0 | 200000 | 0 | 200000 | 0 | 200000 | 0 | 200000 | 0 | 200000 | 0 | 200000 | 0 | 200000 | 0 | 200000 | 0 | 200000 | 0 | 200000 | 0 | 200000 | 0 | 200000 | 0 | 200000 | 0
| 200000 | 0 | 200000 | 0 | 200000 | 0 | 200000 | 0 | 200000 | 0 | 200000 | 0 | 200000 | 0 | 200000 | 0 | 200000 | 0 | 200000 | 0 | 200000 | 0 | 200000 | 0 | 200000 | 0 | 200000 | 0 | 200000 | 0
| 200000 | 0 | 200000 | 0 | 200000 | 0 | 200000 | 0 | 200000 | 0 | 200000 | 0 | 200000 | 0 | 200000 | 0 | 200000 | 0 | 200000 | 0 | 200000 | 0 | 200000 | 0 | 200000 | 0 | 200000 | 0 | 200000 | 0
| 200000 | 0 | 200000 | 0 | 200000 | 0 | 200000 | 0 | 200000 | 0 | 200000 | 0 | 200000 | 0 | 200000 | 0 | 200000 | 0 | 200000 | 0 | 200000 | 0 | 200000 | 0 | 200000 | 0 | 200000 | 0 | 200000 | 0
| 200000 | 0 | 200000 | 0 | 200000 | 0 | 200000 | 0 | 200000 | 0 | 200000 | 0 | 200000 | 0 | 200000 | 0 | 200000 | 0 | 200000 | 0 | 200000 | 0 | 200000 | 0 | 200000 | 0 | 200000 | 0 | 200000 | 0
| 200000 | 0 | 200000 | 0 | 200000 | 0 | 200000 | 0 | 200000 | 0 | 200000 | 0 | 200000 | 0 | 200000 | 0 | 200000 | 0 | 200000 | 0 | 200000 | 0 | 200000 | 0 | 200000 | 0 | 200000 | 0 | 200000 | 0
| 200000 | 0 | 200000 | 0 | 200000 | 0 | 200000 | 0 | 200000 | 0 | 200000 | 0 | 200000 | 0 | 200000 | 0 | 200000 | 0 | 200000 | 0 | 200000 | 0 | 200000 | 0 | 200000 | 0 | 200000 | 0 | 200000 | 0
| 200000 | 0 | 200000 | 0 | 200000 | 0 | 200000 | 0 | 200000 | 0 | 200000 | 0 | 200000 | 0 | 200000 | 0 | 200000 | 0 | 200000 | 0 | 200000 | 0 | 200000 | 0 | 200000 | 0 | 200000 | 0 | 200000 | 0
| 200000 | 0 | 200000 | 0 | 200000 | 0 | 200000 | 0 | 200000 | 0 | 200000 | 0 | 200000 | 0 | 200000 | 0 | 200000 | 0 | 200000 | 0 | 200000 | 0 | 200000 | 0 | 200000 | 0 | 200000 | 0 | 200000 | 0
| 200000 | 0 | 200000 | 0 | 200000 | 0 | 200000 | 0 | 200000 | 0 | 200000 | 0 | 200000 | 0 | 200000 | 0 | 200000 | 0 | 200000 | 0 | 200000 | 0 | 200000 | 0 | 200000 | 0 | 200000 | 0 | 200000 | 0
| 200000 | 0 | 200000 | 0 | 200000 | 0 | 200000 | 0 | 200000 | 0 | 200000 | 0 | 200000 | 0 | 200000 | 0 | 200000 | 0 | 200000 | 0 | 200000 | 0 | 200000 | 0 | 200000 | 0 | 200000 | 0 | 200000 | 0
| 200000 | 0 | 200000 | 0 | 200000 | 0 | 200000 | 0 | 200000 | 0 | 200000 | 0 | 200000 | 0 | 200000 | 0 | 200000 | 0 | 200000 | 0 | 200000 | 0 | 200000 | 0 | 200000 | 0 | 200000 | 0 | 200000 | 0
| 200000 | 0 | 200000 | 0 | 200000 | 0 | 200000 | 0 | 200000 | 0 | 200000 | 0 | 200000 | 0 | 200000 | 0 | 200000 | 0 | 200000 | 0 | 200000 | 0 | 200000 | 0 | 200000 | 0 | 200000 | 0 | 200000 | 0
| 200000 | 0 | 200000 | 0 | 200000 | 0 | 200000 | 0 | 200000 | 0 | 200000 | 0 | 200000 | 0 | 200000 | 0 | 200000 | 0 | 200000 | 0 | 200000 | 0 | 200000 | 0 | 200000 | 0 | 200000 | 0 | 200000 | 0
| 200000 | 0 | 200000 | 0 | 200000 | 0 | 200000 | 0 | 200000 | 0 | 200000 | 0 | 200000 | 0 | 200000 | 0 | 200000 | 0 | 200000 | 0 | 200000 | 0 | 200000 | 0 | 200000 | 0 | 200000 | 0 | 200000 | 0
| 200000 | 0 | 200000 | 0 | 200000 | 0 | 200000 | 0 | 200000 | 0 | 200000 | 0 | 200000 | 0 | 200000 | 0 | 200000 | 0 | 200000 | 0 | 200000 | 0 | 200000 | 0 | 200000 | 0 | 200000 | 0 | 200000 | 0
| 200000 | 0 | 200000 | 0 | 200000 | 0 | 200000 | 0 | 200000 | 0 | 200000 | 0 | 200000 | 0 | 200000 | 0 | 200000 | 0 | 200000 | 0 | 200000 | 0 | 200000 | 0 | 200000 | 0 | 200000 | 0 | 200000 | 0
| 200000 | 0 | 200000 | 0 | 200000 | 0 | 200000 | 0 | 200000 | 0 | 200000 | 0 | 200000 | 0 | 200000 | 0 | 200000 | 0 | 200000 | 0 | 200000 | 0 | 200000 | 0 | 200000 | 0 | 200000 | 0 | 200000 | 0
| 200000 | 0 | 200000 | 0 | 200000 | 0 | 200000 | 0 | 200000 | 0 | 200000 | 0 | 200000 | 0 | 200000 | 0 | 200000 | 0 | 200000 | 0 | 200000 | 0 | 200000 | 0 | 200000 | 0 | 200000 | 0 | 200000 | 0
| 200000 | 0 | 200000 | 0 | 200000 | 0 | 200000 | 0 | 200000 | 0 | 200000 | 0 | 200000 | 0 | 200000 | 0 | 200000 | 0 | 200000 | 0 | 200000 | 0 | 200000 | 0 | 200000 | 0 | 200000 | 0 | 200000 | 0
| 200000 | 0 | 200000 | 0 | 200000 | 0 | 200000 | 0 | 200000 | 0 | 200000 | 0 | 200000 | 0 | 200000 | 0 | 200000 | 0 | 200000 | 0 | 200000 | 0 | 200000 | 0 | 200000 | 0 | 200000 | 0 | 200000 | 0
| 200000 | 0 | 200000 | 0 | 200000 | 0 | 200000 | 0 | 200000 | 0 | 200000 | 0 | 200000 | 0 | 200000 | 0 | 200000 | 0 | 200000 | 0 | 200000 | 0 | 200000 | 0 | 200000 | 0 | 200000 | 0 | 200000 | 0
| 200000 | 0 | 200000 | 0 | 200000 | 0 | 200000 | 0 | 200000 | 0 | 200000 | 0 | 200000 | 0 | 200000 | 0 | 200000 | 0 | 200000 | 0 | 200000 | 0 | 200000 | 0 | 200000 | 0 | 200000 | 0 | 200000 | 0
| 200000 | 0 | 200000 | 0 | 200000 | 0 | 200000 | 0 | 200000 | 0 | 200000 | 0 | 200000 | 0 | 200000 | 0 | 200000 | 0 | 200000 | 0 | 200000 | 0 | 200000 | 0 | 200000 | 0 | 200000 | 0 | 200000 | 0
| 200000 | 0 | 200000 | 0 | 200000 | 0 | 200000 | 0 | 200000 | 0 | 200000 | 0 | 200000 | 0 | 200000 | 0 | 200000 | 0 | 200000 | 0 | 200000 | 0 | 200000 | 0 | 200000 | 0 | 200000 | 0 | 200000 | 0
| 200000 | 0 | 200000 | 0 | 200000 | 0 | 200000 | 0 | 200000 | 0 | 200000 | 0 | 200000 | 0 | 200000 | 0 | 200000 | 0 | 200000 | 0 | 200000 | 0 | 200000 | 0 | 200000 | 0 | 200000 | 0 | 200000 | 0
| 200000 | 0 | 200000 | 0 | 200000 | 0 | 200000 | 0 | 200000 | 0 | 200000 | 0 | 200000 | 0 | 200000 | 0 | 200000 | 0 | 200000 | 0 | 200000 | 0 | 200000 | 0 | 200000 | 0 | 200000 | 0 | 200000 | 0
| 200000 | 0 | 200000 | 0 | 200000 | 0 | 200000 | 0 | 200000 | 0 | 200000 | 0 | 200000 | 0 | 200000 | 0 | 200000 | 0 | 200000 | 0 | 200000 | 0 | 200000 | 0 | 200000 | 0 | 200000 | 0 | 200000 | 0
| 200000 | 0 | 200000 | 0 | 200000 | 0 | 200000 | 0 | 200000 | 0 | 200000 | 0 | 200000 | 0 | 200000 | 0 | 200000 | 0 | 200000 | 0 | 200000 | 0 | 200000 | 0 | 200000 | 0 | 200000 | 0 | 200000 | 0
| 200000 | 0 | 200000 | 0 | 200000 | 0 | 200000 | 0 | 200000 | 0 | 200000 | 0 | 200000 | 0 | 200000 | 0 | 200000 | 0 | 200000 | 0 | 200000 | 0 | 200000 | 0 | 200000 | 0 | 200000 | 0 | 200000 | 0
| 200000 | 0 | 200000 | 0 | 200000 | 0 | 200000 | 0 | 200000 | 0 | 200000 | 0 | 200000 | 0 | 200000 | 0 | 200000 | 0 | 200000 | 0 | 200000 | 0 | 200000 | 0 | 200000 | 0 | 200000 | 0 | 200000 | 0
| 200000 | 0 | 200000 | 0 | 200000 | 0 | 200000 | 0 | 200000 | 0 | 200000 | 0 | 200000 | 0 | 200000 | 0 | 200000 | 0 | 200000 | 0 | 200000 | 0 | 200000 | 0 | 200000 | 0 | 200000 | 0 | 200000 | 0
| 200000 | 0 | 200000 | 0 | 200000 | 0 | 200000 | 0 | 200000 | 0 | 200000 | 0 | 200000 | 0 | 200000 | 0 | 200000 | 0 | 200000 | 0 | 200000 | 0 | 200000 | 0 | 200000 | 0 | 200000 | 0 | 200000 | 0
| 200000 | 0 | 200000 | 0 | 200000 | 0 | 200000 | 0 | 200000 | 0 | 200000 | 0 | 200000 | 0 | 200000 | 0 | 200000 | 0 | 200000 | 0 | 200000 | 0 | 200000 | 0 | 200000 | 0 | 200000 | 0 | 200000 | 0
| 200000 | 0 | 200000 | 0 | 200000 | 0 | 200000 | 0 | 200000 | 0 | 200000 | 0 | 200000 | 0 | 200000 | 0 | 200000 | 0 | 200000 | 0 | 200000 | 0 | 200000 | 0 | 200000 | 0 | 200000 | 0 | 200000 | 0
| 200000 | 0 | 200000 | 0 | 200000 | 0 | 200000 | 0 | 200000 | 0 | 200000 | 0 | 200000 | 0 | 200000 | 0 | 200000 | 0 | 200000 | 0 | 200000 | 0 | 200000 | 0 | 200000 | 0 | 200000 | 0 | 200000 | 0
| 200000 | 0 | 200000 | 0 | 200000 | 0 | 200000 | 0 | 200000 | 0 | 200000 | 0 | 200000 | 0 | 200000 | 0 | 200000 | 0 | 200000 | 0 | 200000 | 0 | 200000 | 0 | 200000 | 0 | 200000 | 0 | 200000 | 0
| 200000 | 0 | 200000 | 0 | 200000 | 0 | 200000 | 0 | 200000 | 0 | 200000 | 0 | 200000 | 0 | 200000 | 0 | 200000 | 0 | 200000 | 0 | 200000 | 0 | 200000 | 0 | 200000 | 0 | 200000 | 0 | 200000 | 0
| 200000 | 0 | 200000 | 0 | 200000 | 0 | 200000 | 0 | 200000 | 0 | 200000 | 0 | 200000 | 0 | 200000 | 0 | 200000 | 0 | 200000 | 0 | 200000 | 0 | 200000 | 0 | 200000 | 0 | 200000 | 0 | 200000 | 0
| 200000 | 0 | 200000 | 0 | 200000 | 0 | 200000 | 0 | 200000 | 0 | 200000 | 0 | 200000 | 0 | 200000 | 0 | 200000 | 0 | 200000 | 0 | 200000 | 0 | 200000 | 0 | 200000 | 0 | 200000 | 0 | 200000 | 0
| 200000 | 0 | 200000 | 0 | 200000 | 0 | 200000 | 0 | 200000 | 0 | 200000 | 0 | 200000 | 0 | 200000 | 0 | 200000 | 0 | 200000 | 0 | 200000 | 0 | 200000 | 0 | 200000 | 0 | 200000 | 0 | 200000 | 0
| 200000 | 0 | 200000 | 0 | 200000 | 0 | 200000 | 0 | 200000 | 0 | 200000 | 0 | 200000 | 0 | 200000 | 0 | 200000 | 0 | 200000 | 0 | 200000 | 0 | 200000 | 0 | 200000 | 0 | 200000 | 0 | 200000 | 0
| 200000 | 0 | 200000 | 0 | 200000 | 0 | 200000 | 0 | 200000 | 0 | 200000 | 0 | 200000 | 0 | 200000 | 0 | 200000 | 0 | 200000 | 0 | 200000 | 0 | 200000 | 0 | 200000 | 0 | 200000 | 0 | 200000 | 0
| 200000 | 0 | 200000 | 0 | 200000 | 0 | 200000 | 0 | 200000 | 0 | 200000 | 0 | 200000 | 0 | 200000 | 0 | 200000 | 0 | 200000 | 0 | 200000 | 0 | 200000 | 0 | 200000 | 0 | 200000 | 0 | 200000 | 0
| 200000 | 0 | 200000 | 0 | 200000 | 0 | 200000 | 0 | 200000 | 0 | 200000 | 0 | 200000 | 0 | 200000 | 0 | 200000 | 0 | 200000 | 0 | 200000 | 0 | 200000 | 0 | 200000 | 0 | 200000 | 0 | 200000 | 0
| 200000 | 0 | 200000 | 0 | 200000 | 0 | 200000 | 0 | 200000 | 0 | 200000 | 0 | 200000 | 0 | 200000 | 0 | 200000 | 0 | 200000 | 0 | 200000 | 0 | 200000 | 0 | 200000 | 0 | 200000 | 0 | 200000 | 0
| 200000 | 0 | 200000 | 0 | 200000 | 0 | 200000 | 0 | 200000 | 0 | 200000 | 0 | 200000 | 0 | 200000 | 0 | 200000 | 0 | 200000 | 0 | 200000 | 0 | 200000 | 0 | 200000 | 0 | 200000 | 0 | 200000 | 0
| 200000 | 0 | 200000 | 0 | 200000 | 0 | 200000 | 0 | 200000 | 0 | 200000 | 0 | 200000 | 0 | 200000 | 0 | 200000 | 0 | 200000 | 0 | 200000 | 0 | 200000 | 0 | 200000 | 0 | 200000 | 0 | 200000 | 0
| 200000 | 0 | 200000 | 0 | 200000 | 0 | 200000 | 0 | 200000 | 0 | 200000 | 0 | 200000 | 0 | 200000 | 0 | 200000 | 0 | 200000 | 0 | 200000 | 0 | 200000 | 0 | 200000 | 0 | 200000 | 0 | 200000 | 0
| 200000 | 0 | 200000 | 0 | 200000 | 0 | 200000 | 0 | 200000 | 0 | 200000 | 0 | 200000 | 0 | 200000 | 0 | 200000 | 0 | 200000 | 0 | 200000 | 0 | 200000 | 0 | 200000 | 0 | 200000 | 0 | 200000 | 0
| 200000 | 0 | 200000 | 0 | 200000 | 0 | 200000 | 0 | 200000 | 0 | 200000 | 0 | 200000 | 0 | 200000 | 0 | 200000 | 0 | 200000 | 0 | 200000 | 0 | 200000 | 0 | 200000 | 0 | 200000 | 0 | 200000 | 0
| 200000 | 0 | 200000 | 0 | 200000 | 0 | 200000 | 0 | 200000 | 0 | 200000 | 0 | 200000 | 0 | 200000 | 0 | 200000 | 0 | 200000 | 0 | 200000 | 0 | 200000 | 0 | 200000 | 0 | 200000 | 0 | 200000 | 0
| 200000 | 0 | 200000 | 0 | 200000 | 0 | 200000 | 0 | 200000 | 0 | 200000 | 0 | 200000 | 0 | 200000 | 0 | 200000 | 0 | 200000 | 0 | 200000 | 0 | 200000 | 0 | 200000 | 0 | 200000 | 0 | 200000 | 0
| 200000 | 0 | 200000 | 0 | 200000 | 0 | 200000 | 0 | 200000 | 0 | 200000 | 0 | 200000 | 0 | 200000 | 0 | 200000 | 0 | 200000 | 0 | 200000 | 0 | 200000 | 0 | 200000 | 0 | 200000 | 0 | 200000 | 0
| 200000 | 0 | 200000 | 0 | 200000 | 0 | 200000 | 0 | 200000 | 0 | 200000 | 0 | 200000 | 0 | 200000 | 0 | 200000 | 0 | 200000 | 0 | 200000 | 0 | 200000 | 0 | 200000 | 0 | 200000 | 0 | 200000 | 0
| 200000 | 0 | 200000 | 0 | 200000 | 0 | 200000 | 0 | 200000 | 0 | 200000 | 0 | 200000 | 0 | 200000 | 0 | 200000 | 0 | 200000 | 0 | 200000 | 0 | 200000 | 0 | 200000 | 0 | 200000 | 0 | 200000 | 0
| 200000 | 0 | 200000 | 0 | 200000 | 0 | 200000 | 0 | 200000 | 0 | 200000 | 0 | 200000 | 0 | 200000 | 0 | 200000 | 0 | 200000 | 0 | 200000 | 0 | 200000 | 0 | 200000 | 0 | 200000 | 0 | 200000 | 0
| 200000 | 0 | 200000 | 0 | 200000 | 0 | 200000 | 0 | 200000 | 0 | 200000 | 0 | 200000 | 0 | 200000 | 0 | 200000 | 0 | 200000 | 0 | 200000 | 0 | 200000 | 0 | 200000 | 0 | 200000 | 0 | 200000 | 0
| 200000 | 0 | 200000 | 0 | 200000 | 0 | 200000 | 0 | 200000 | 0 | 200000 | 0 | 200000 | 0 | 200000 | 0 | 200000 | 0 | 200000 | 0 | 200000 | 0 | 200000 | 0 | 200000 | 0 | 200000 | 0 | 200000 | 0
| 200000 | 0 | 200000 | 0 | 200000 | 0 | 200000 | 0 | 200000 | 0 | 200000 | 0 | 200000 | 0 | 200000 | 0 | 200000 | 0 | 200000 | 0 | 200000 | 0 | 200000 | 0 | 200000 | 0 | 200000 | 0 | 200000 | 0
| 200000 | 0 | 200000 | 0 | 200000 | 0 | 200000 | 0 | 200000 | 0 | 200000 | 0 | 200000 | 0 | 200000 | 0 | 200000 | 0 | 200000 | 0 | 200000 | 0 | 200000 | 0 | 200000 | 0 | 200000 | 0 | 200000 | 0
| 200000 | 0 | 200000 | 0 | 200000 | 0 | 200000 | 0 | 200000 | 0 | 200000 | 0 | 200000 | 0 | 200000 | 0 | 200000 | 0 | 200000 | 0 | 200000 | 0 | 200000 | 0 | 200000 | 0 | 200000 | 0 | 200000 | 0
| 200000 | 0 | 200000 | 0 | 200000 | 0 | 200000 | 0 | 200000 | 0 | 200000 | 0 | 200000 | 0 | 200000 | 0 | 200000 | 0 | 200000 | 0 | 200000 | 0 | 200000 | 0 | 200000 | 0 | 200000 | 0 | 200000 | 0
| 200000 | 0 | 200000 | 0 | 200000 | 0 | 200000 | 0 | 200000 | 0 | 200000 | 0 | 200000 | 0 | 200000 | 0 | 200000 | 0 | 200000 | 0 | 200000 | 0 | 200000 | 0 | 200000 | 0 | 200000 | 0 | 200000 | 0
| 200000 | 0 | 200000 | 0 | 200000 | 0 | 200000 | 0 | 200000 | 0 | 200000 | 0 | 200000 | 0 | 200000 | 0 | 200000 | 0 | 200000 | 0 | 200000 | 0 | 200000 | 0 | 200000 | 0 | 200000 | 0 | 200000 | 0
| 200000 | 0 | 200000 | 0 | 200000 | 0 | 200000 | 0 | 200000 | 0 | 200000 | 0 | 200000 | 0 | 200000 | 0 | 200000 | 0 | 200000 | 0 | 200000 | 0 | 200000 | 0 | 200000 | 0 | 200000 | 0 | 200000 | 0
| 200000 | 0 | 200000 | 0 | 200000 | 0 | 200000 | 0 | 200000 | 0 | 200000 | 0 | 200000 | 0 | 200000 | 0 | 200000 | 0 | 200000 | 0 | 200000 | 0 | 200000 | 0 | 200000 | 0 | 200000 | 0 | 200000 | 0
| 200000 | 0 | 200000 | 0 | 200000 | 0 | 200000 | 0 | 200000 | 0 | 200000 | 0 | 200000 | 0 | 200000 | 0 | 200000 | 0 | 200000 | 0 | 200000 | 0 | 200000 | 0 | 200000 | 0 | 200000 | 0 | 200000 | 0
| 200000 | 0 | 200000 | 0 | 200000 | 0 | 200000 | 0 | 200000 | 0 | 200000 | 0 | 200000 | 0 | 200000 | 0 | 200000 | 0 | 200000 | 0 | 200000 | 0 | 200000 | 0 | 200000 | 0 | 200000 | 0 | 200000 | 0
| 200000 | 0 | 200000 | 0 | 200000 | 0 | 200000 | 0 | 200000 | 0 | 200000 | 0 | 200000 | 0 | 200000 | 0 | 200000 | 0 | 200000 | 0 | 200000 | 0 | 200000 | 0 | 200000 | 0 | 200000 | 0 | 200000 | 0
| 200000 | 0 | 200000 | 0 | 200000 | 0 | 200000 | 0 | 200000 | 0 | 200000 | 0 | 200000 | 0 | 200000 | 0 | 200000 | 0 | 200000 | 0 | 200000 | 0 | 200000 | 0 | 200000 | 0 | 200000 | 0 | 200000 | 0
| 200000 | 0 | 200000 | 0 | 200000 | 0 | 200000 | 0 | 200000 | 0 | 200000 | 0 | 200000 | 0 | 200000 | 0 | 200000 | 0 | 200000 | 0 | 200000 | 0 | 200000 | 0 | 200000 | 0 | 200000 | 0 | 200000 | 0
| 200000 | 0 | 200000 | 0 | 200000 | 0 | 200000 | 0 | 200000 | 0 | 200000 | 0 | 200000 | 0 | 200000 | 0 | 200000 | 0 | 200000 | 0 | 200000 | 0 | 200000 | 0 | 200000 | 0 | 200000 | 0 | 200000 | 0
| 200000 | 0 | 200000 | 0 | 200000 | 0 | 200000 | 0 | 200000 | 0 | 200000 | 0 | 200000 | 0 | 200000 | 0 | 200000 | 0 | 200000 | 0 | 200000 | 0 | 200000 | 0 | 200000 | 0 | 200000 | 0 | 200000 | 0
| 200000 | 0 | 200000 | 0 | 200000 | 0 | 200000 | 0 | 200000 | 0 | 200000 | 0 | 200000 | 0 | 200000 | 0 | 200000 | 0 | 200000 | 0 | 200000 | 0 | 200000 | 0 | 200000 | 0 | 200000 | 0 | 200000 | 0
| 200000 | 0 | 200000 | 0 | 200000 | 0 | 200000 | 0 | 200000 | 0 | 200000 | 0 | 200000 | 0 | 200000 | 0 | 200000 | 0 | 200000 | 0 | 200000 | 0 | 200000 | 0 | 200000 | 0 | 200000 | 0 | 200000 | 0
| 200000 | 0 | 200000 | 0 | 200000 | 0 | 200000 | 0 | 200000 | 0 | 200000 | 0 | 200000 | 0 | 200000 | 0 | 200000 | 0 | 200000 | 0 | 200000 | 0 | 200000 | 0 | 200000 | 0 | 200000 | 0 | 200000 | 0
| 200000 | 0 | 200000 | 0 | 200000 | 0 | 200000 | 0 | 200000 | 0 | 200000 | 0 | 200000 | 0 | 200000 | 0 | 200000 | 0 | 200000 | 0 | 200000 | 0 | 200000 | 0 | 200000 | 0 | 200000 | 0 | 200000 | 0
| 200000 | 0 | 200000 | 0 | 200000 | 0 | 200000 | 0 | 200000 | 0 | 200000 | 0 | 200000 | 0 | 200000 | 0 | 200000 | 0 | 200000 | 0 | 200000 | 0 | 200000 | 0 | 200000 | 0 | 200000 | 0 | 200000 | 0
| 200000 | 0 | 200000 | 0 | 200000 | 0 | 200000 | 0 | 200000 | 0 | 200000 | 0 | 200000 | 0 | 200000 | 0 | 200000 | 0 | 200000 | 0 | 200000 | 0 | 200000 | 0 | 200000 | 0 | 200000 | 0 | 200000 | 0
| 200000 | 0 | 200000 | 0 | 200000 | 0 | 200000 | 0 | 200000 | 0 | 200000 | 0 | 200000 | 0 | 200000 | 0 | 200000 | 0 | 200000 | 0 | 200000 | 0 | 200000 | 0 | 200000 | 0 | 200000 | 0 | 200000 | 0
| 200000 | 0 | 200000 | 0 | 200000 | 0 | 200000 | 0 | 200000 | 0 | 200000 | 0 | 200000 | 0 | 200000 | 0 | 200000 | 0 | 200000 | 0 | 200000 | 0 | 200000 | 0 | 200000 | 0 | 200000 | 0 | 200000 | 0
| 200000 | 0 | 200000 | 0 | 200000 | 0 | 200000 | 0 | 200000 | 0 | 200000 | 0 | 200000 | 0 | 200000 | 0 | 200000 | 0 | 200000 | 0 | 200000 | 0 | 200000 | 0 | 200000 | 0 | 200000 | 0 | 200000 | 0
| 200000 | 0 | 200000 | 0 | 200000 | 0 | 200000 | 0 | 200000 | 0 | 200000 | 0 | 200000 | 0 | 200000 | 0 | 200000 | 0 | 200000 | 0 | 200000 | 0 | 200000 | 0 | 200000 | 0 | 200000 | 0 | 200000 | 0
| 200000 | 0 | 200000 | 0 | 200000 | 0 | 200000 | 0 | 200000 | 0 | 200000 | 0 | 200000 | 0 | 200000 | 0 | 200000 | 0 | 200000 | 0 | 200000 | 0 | 200000 | 0 | 200000 | 0 | 200000 | 0 | 200000 | 0
| 200000 | 0 | 200000 | 0 | 200000 | 0 | 200000 | 0 | 200000 | 0 | 200000 | 0 | 200000 | 0 | 200000 | 0 | 200000 | 0 | 200000 | 0 | 200000 | 0 | 200000 | 0 | 200000 | 0 | 200000 | 0 | 200000 | 0
| 200000 | 0 | 200000 | 0 | 200000 | 0 | 200000 | 0 | 200000 | 0 | 200000 | 0 | 200000 | 0 | 200000 | 0 | 200000 | 0 | 200000 | 0 | 200000 | 0 | 200000 | 0 | 200000 | 0 | 200000 | 0 | 200000 | 0
| 200000 | 0 | 200000 | 0 | 200000 | 0 | 200000 | 0 | 200000 | 0 | 200000 | 0 | 200000 | 0 | 200000 | 0 | 200000 | 0 | 200000 | 0 | 200000 | 0 | 200000 | 0 | 200000 | 0 | 200000 | 0 | 200000 | 0
| 200000 | 0 | 200000 | 0 | 200000 | 0 | 200000 | 0 | 200000 | 0 | 200000 | 0 | 200000 | 0 | 200000 | 0 | 200000 | 0 | 200000 | 0 | 200000 | 0 | 200000 | 0 | 200000 | 0 | 200000 | 0 | 200000 | 0
| 200000 | 0 | 200000 | 0 | 200000 | 0 | 200000 | 0 | 200000 | 0 | 200000 | 0 | 200000 | 0 | 200000 | 0 | 200000 | 0 | 200000 | 0 | 200000 | 0 | 200000 | 0 | 200000 | 0 | 200000 | 0 | 200000 | 0
| 200000 | 0 | 200000 | 0 | 200000 | 0 | 200000 | 0 | 200000 | 0 | 200000 | 0 | 200000 | 0 | 200000 | 0 | 200000 | 0 | 200000 | 0 | 200000 | 0 | 200000 | 0 | 200000 | 0 | 200000 | 0 | 200000 | 0
| 200000 | 0 | 200000 | 0 | 200000 | 0 | 200000 | 0 | 200000 | 0 | 200000 | 0 | 200000 | 0 | 200000 | 0 | 200000 | 0 | 200000 | 0 | 200000 | 0 | 200000 | 0 | 200000 | 0 | 200000 | 0 | 200000 | 0
| 200000 | 0 | 200000 | 0 | 200000 | 0 | 200000 | 0 | 200000 | 0 | 200000 | 0 | 200000 | 0 | 200000 | 0 | 200000 | 0 | 200000 | 0 | 200000 | 0 | 200000 | 0 | 200000 | 0 | 200000 | 0 | 200000 | 0
| 200000 | 0 | 200000 | 0 | 200000 | 0 | 200000 | 0 | 200000 | 0 | 200000 | 0 | 200000 | 0 | 200000 | 0 | 200000 | 0 | 200000 | 0 | 200000 | 0 | 200000 | 0 | 200000 | 0 | 200000 | 0 | 200000 | 0
| 200000 | 0 | 200000 | 0 | 200000 | 0 | 200000 | 0 | 200000 | 0 | 200000 | 0 | 200000 | 0 | 200000 | 0 | 200000 | 0 | 200000 | 0 | 200000 | 0 | 200000 | 0 | 200000 | 0 | 200000 | 0 | 200000 | 0
| 200000 | 0 | 200000 | 0 | 200000 | 0 | 200000 | 0 | 200000 | 0 | 200000 | 0 | 200000 | 0 | 200000 | 0 | 200000 | 0 | 200000 | 0 | 200000 | 0 | 200000 | 0 | 200000 | 0 | 200000 | 0 | 200000 | 0
| 200000 | 0 | 200000 | 0 | 200000 | 0 | 200000 | 0 | 200000 | 0 | 200000 | 0 | 200000 | 0 | 200000 | 0 | 200000 | 0 | 200000 | 0 | 200000 | 0 | 200000 | 0 | 200000 | 0 | 200000 | 0 | 200000 | 0
| 200000 | 0 | 200000 | 0 | 200000 | 0 | 200000 | 0 | 200000 | 0 | 200000 | 0 | 200000 | 0 | 200000 | 0 | 200000 | 0 | 200000 | 0 | 200000 | 0 | 200000 | 0 | 200000 | 0 | 200000 | 0 | 200000 | 0
| 200000 | 0 | 200000 | 0 | 200000 | 0 | 200000 | 0 | 200000 | 0 | 200000 | 0 | 200000 | 0 | 200000 | 0 | 200000 | 0 | 200000 | 0 | 200000 | 0 | 200000 | 0 | 200000 | 0 | 200000 | 0 | 200000 | 0
| 200000 | 0 | 200000 | 0 | 200000 | 0 | 200000 | 0 | 200000 | 0 | 200000 | 0 | 200000 | 0 | 200000 | 0 | 200000 | 0 | 200000 | 0 | 200000 | 0 | 200000 | 0 | 200000 | 0 | 200000 | 0 | 200000 | 0

## About
SHARKS Program (Submarine Hydrokinetic And Riverine Kilo/megawatt Systems)
This workbook corresponds to ARPA-E DE-FOA-0002334 (Section I.C.2) and DE-FOA-0002335 (Section I.D.2).
ARPA-E, U.S. Department of Energy, Washington D.C. (https://arpaefoa.energy.gov)
Version 2.0 (April 2020)
The ARPA-E SHARKS Program seeks to develop new designs for economically attractive Hydrokinetic Turbines (HKT) for tidal and riverine currents. The program urges the application of Control Co-Design (CCD), Co-Design (CD), and Designing-for-OpEx (DFO) methodologies to HKT design. These three design methodologies require the concurrent (rather than sequential) application of a wide range of disciplines, starting at the conceptual design stage.
The two-dimensional LCOE Metric Space introduced here considers the swept-rotor-area per equivalent mass (M2) and the power generation efficiency (M1) of the HKT, and guides the research to navigate across resulting LCOE isolines. Three tasks can be applied to optimize the system design: Task T1 includes technological innovations that increase M1, which is the total efficiency from the kinetic energy of water to the electrical energy at the output of the turbine; Task T2 focuses on increasing M2, which is the swept area of the rotor normalized by the equivalent mass of the system; Task T3 are innovations that move down the LCOE isolines by decreasing operation and maintenance expenses, OpEx, from OpEx1 to OpEx2, with OpEx2 < OpEx1.
In general, the Excel workbook files are named S#_SHARKS_MetricSpaceWorkbook.xlsx and are provided to calculate the M1 and M2 metrics and the LCOE front in the metric space of the SHARKS Program. The information about the new HKT designs proposed by the applicants must be introduced in tab "2a. Proposed Design". Numbers that differ from the "1a. Original Design" must be included in "2c. Summary of Changes". Typically, the cells to be modified in "2a. Proposed Design" are the ones with brown numbers. Cells with black numbers are calculated by equations. If the proposed design needs different equations from the ones in this document, this has to be justified in tab 2c as well. The plots in tabs 1b and 2b are generated automatically from tabs 1a and 2a respectively. Cost of electrical lines and substation are excluded. The case proposed in "1a. Original Design" and "1b. Original Design Plot" is Case S# of the SHARKS FOA document.
Version 1.1 allows vCutIn to be as low as 1 m/s, which doesn't affect wind energy systems, but is useful for calculations of tidal energy converters.
Version 1.2 allows vCutIn to be as low as 0 m/s and a better resolution on the Weibull distribution.
Version 2.0 adapted for SHARKS FOA.

## Glossary
Glossary of terms |  | This page describes the main variables used in this Workbook
Cell | Name | Units | Variable | Description
A2, B24 | Metric M1 | -- | M1 | M1 = Pe1 / Pw1 = Cp µ
A3, F21 | Metric M2 | m2/kg | M2 | M2 = Ar / Meq
A4, N12 | Levelized cost of energy | $/kWh | LCOE | LCOE = (FCR CapEx + OpEx) / AEP
A5, N3 | Levelized cost of energy target | $/kWh | LCOE target | Value of the target levelized cost of energy
A10 | Water density | kg/m3 | ρ | Water density at the HKT
A11 | Swept rotor area | m2 | Ar | For both, Parallel-Axis Hydrokinetic Turbines (PAHKT) and Orthogonal-Axis Hydrokinetic Turbines (OAHKT), Ar is the area of the cross-section of the rotor, perpendicular to the water direction. For Kite-type Energy Systems, Ar is the area of the annular path described by the tethered system.
A12 | Water speed below rated | m/s | V1 | Selected undisturbed upstream below-rated water velocity, assuming a perfect maximum power point tracking (MPPT) control strategy (e.g., 1.5 m/s)
A13 | Water power at V1 | W | Pw1 | Power of the water at V1
A14 | Electrical power at V1 | We | Pe1 | Electrical power generation at V1 at the output of the system
A15 | Generator losses | p.u. | Lg | Generator losses
A16 | Drive-train losses | p.u. | Ldt | Drive-train (gearbox and power electronics) losses
A17 | Wake effect losses | p.u. | Lw | Wake effect losses due to the hydrodynamic interaction of turbines in the farm
A18 | Electrical losses | p.u. | Le | Electrical losses (substation and electrical lines, intra-array and array-to-shore)
A19 | Other losses | p.u. | Lo | Other losses
A20 | Water turbine availavility | p.u. | Av | HKT availability to generate power given water conditions between cut in and cut out velocities
A21 | Maximum power coefficient | p.u. | Cp | Maximum hydrodynamic power coefficient; Cp = Cpmax
A22 | Electromechanical eff. | p.u. | µ | Efficiency of the electromechanical system; µ = (1 - Lg)(1 - Ldt)(1 - Lw)(1 - Le)(1 - Lo)Av
L8 | Original component mass | kg | mcj | Mass of each individual component j (rotor, nacelle, structure, floating system, mooring system, anchoring/foundation system)
H8 | Equivalent component mass | kg | mj | Equivalent mass of component j as made of steel of reference. mj = ft (1 + fm + fi) mcj
G20 | Equivalent mass | kg | Meq | Sum of equivalent component masses. Meq = ∑mj
N4 | Csref (Steel ref) | $/kg | Csref | Cost of steel of reference
N5 | Cut in velocity | m/s | vCutIn | Minimum water velocity for HKT power generation
N6 | Cut out velocity | m/s | vCutOut | Maximum water velocity for HKT power generation
N7 | Fixed charge rate | 1/yr | FCR | Factor to translate capital expenditure to a per year cost over the project lifetime
N8 | Rated power | We | Per | Rated electric power at the output of the HKT
N9 | Operating expense per kW | $/kWe/yr | OpExPerKW | Operating expense per kW of electrical output
N10 | Operating expense | $/yr | OpEx | Operation and maintenance cost of HKT per year
N11 | Capital expenditure | $ | CapEx | Capital cost of HKT; CapEx = Meq * Csref
F23 | Average cross-section at the site | m2 | meanCS | Average flow cross-section of the site; meanCS = meanWidth x meanDepth
F24 | Average width | m | meanWidth | Average width of the site
F25 | Average depth | m | meanDepth | Average depth of the site
N13 | Cell index of cut in velocity | -- | indVin | Excel cell index corresponding to cut in velocity
N14 | Cell index of cut out velocity | -- | indVoff | Excel cell index corresponding to cut out velocity
N15 | Number of hours in year | hr/yr | nHoursYear | = 24hr/day * 365 day/yr
N16 | Water velocity array interval | -- | interval | Resolution of the velocity array
N17 | Inverse of interval | -- | kk | = 1/interval
N18 | Length of velocity array | -- | nV0 | Number of elements in velocity array
N19 | Average water velocity | m/s | meanWaterVel | Average water velocity at the site; determined by frequency distribution
N20 | Rated water velocity | m/s | ratedWaterVel | Rated water velocity at the site; determined by the rated power at the site
N21 | Watt-hours per year | Wh/yr | WhYear | Energy produced by the HKT in one year at the selected site; calculated by the convolution of the power curve of the HKT and the ater velocity probability distribution
N22 | Capacity factor | % | CF | CF = WhYear / (Per * nHoursYear) * 100
N23 | Annual energy production | kWh/yr | AEP | AEP = WhYear / 1000
T2 | Material factor | -- | ft | Ratio between the cost of one kilogram of the original material divided by one kilogram of steel of reference
T15 | Manufacturing factor | -- | fm | Ratio between the cost per kilogram of the manufacturing of the component divided by the cost of one kilogram of the original material of the component
U15 | Installation factor | -- | fi | Ratio between the cost per kilogram of the installation of the component divided by the cost of one kilogram of the original material of the component
-- | Hydrokinetic Turbine | -- | HKT | Includes hydrokinetic turbine, floating platform, mooring system, etc.